## About
Global Geothermal Power Tracker - July 2023
Copyright © Global Energy Monitor. Global Geothermal Power Tracker, July 2023 release. Distributed under a Creative Commons Attribution 4.0 International License.
Recommended Citation: "Global Energy Monitor, Global Geothermal Power Tracker, July 2023 release" (See the CC license for attribution requirements if sharing or adapting the data set.)
Contact: Kasandra O'Malia, Global Geothermal Power Tracker Project Manager, Global Energy Monitor - kasandra.omalia@globalenergymonitor.org
July 2023 Release Notes
Qualitative notes on employment numbers related to construction or operation of the project have been included for some project units.
Project units below the 30 MW global threshold are provided for some countries when the data were readily available.
Thresholds for Data tab
Geothermal unit capacity cut-off, Global | <30 MW not included
Thresholds for Below Threshold tab
Geothermal unit capacity cut-off, Global | <1 MW not included
Definitions
Column | Full Name | Notes
Status | operating | Commercial operation date achieved.
Status | construction | Equipment installation has begun (not just clearing/roads).
Status | pre-construction | Projects that are actively moving forward in seeking governmental approvals, land rights, or financing.
Status | announced | Projects that been publicly reported but have not yet moved actively forward by applying for permits or seeking land, material, or financing. Examples: (1) projects are the potential “Unit 2” at a location where “Unit 1” is currently under development, (2) Projects that are described in long-range company or governmental planning documents.
Status | shelved | Suspension announced, or 2 years with no published updates.
Status | mothballed | Disused but not dismantled.
Status | retired | Dismantled.
Status | cancelled | Cancellation announced, or 4 years with no published updates.
Type | dry steam | Projects that use steam directly from a geothermal reservoir to turn a turbine.
Type | flash steam - single | Projects where the high-pressure geothermal fluid is converted to steam only once.
Type | flash steam - double | Projects where the remaining water after the first flash is still warm enough to flash again and used to run a second, low-pressure steam turbine.
Type | flash steam - triple | Such systems use three flashes to generate three different steam pressures: high, intermediate, and low. The steam flows are then used to rotate two or more turbines.
Type | flash steam - unknown | Projects where the high-pressure geothermal fluid is converted to steam but the number of flashes is unknown.
Type | binary cycle | Projects that transfer the heat from geothermal fluid to another liquid. The heat causes the second liquid to turn to steam, which is used to drive a turbine.
Type | EGS | Enhanced Geothermal System is an emerging technology that creates machine-made geothermal reservoirs in regions where there is naturally hot rock but insufficient permeability of fluid for a traditional geothermal power plant.
Type | unknown type | The type of geothermal power is not specified.
Columns
Column Name | Units | Definition | Notes
Date Last Researched | n/a | Date that this project was last researched by the researcher.
Country | n/a | Country the project is located in (Unabbreviated).
Project Name | n/a | Commonly used name. | Preference is for a government provided name. Without that information, the name the owner or operating company uses was taken.
Unit Name | n/a | Common name of the project unit. | Roman numerals are changed to numbers. If the Owner uses non-sequential numbers or other characters, those are used.
Project Name in Local Language / Script | n/a | Commonly used name in the locally used script. | Left blank for local languages that use the roman/latin alphabet. Otherwise local name in local script provided if possible.
Other Name(s) | n/a | Alternative names, including the name in local script.
Unit Capacity (MW) | MW | Nameplate capacity, or best available data, of the unit in megawatts rounded to whole number.
Project Capacity (MW) | MW | Gross capacity of the project in megawatts rounded to whole number. The summed nameplate capacity of all operating units regardless of unit capacity.
Type | see above | See rows 27-34 above.
Status | see above | See rows 18-25 above.
Start year | yyyy | Year the project is or is expected to be commissioned. | Latest date was taken when original data source provided a range. Start years not included for projects that are cancelled or shelved.
Retired year | yyyy | Year the plant is or is expected to be taken offline. | This includes mothballed plants - whenever the unit stops operating.
Operator | n/a | The company that operates the project. | The company that performs day-to-day operations and maintenance of the project.
Operator Name in Local Language / Script | n/a | Company name that operates the project in the locally used script. | Left blank for local languages use the roman/latin alphabet. Otherwise operator name in local script included if possible.
Owner | n/a | The company that directly owns the plant. When owned by a special purpose vehicle, the next level of ownership is provided.
Owner Name in Local Language / Script | n/a | Company name that directly owns the project in the locally used script. | Left blank for local languages that use the roman/latin alphabet. Otherwise direct owner name included in local script if possible.
Employment Notes | n/a | Qualitative notes on employment numbers related to construction or operation of the project.
Latitude | decimal degrees | Latitude, assumed WGS84 (google maps), of the project unit.
Longitude | decimal degrees | Longitude, assumed WGS84 (google maps), of the project unit.
Location accuracy | approximate, exact | Location is approximate based on using nearest city or other information in data sources, or location is exact when explicitly provided in data source.
City | n/a | City, town, village, or township (China) where the project is located.
Local Area | n/a | County, taluk, or district (China) where the project is located.
Major Area | n/a | Prefecture, district, or municipality (China) where the project is located.
State/Province | n/a | Subnational unit where the project is located.
Subregion | n/a | Subregion location of the project based on United Nations definition.
Region | n/a | Region location of the project based on United Nations definition.
Other IDs (location) |  | Location identifier from external datasets.
Other IDs (unit/phase) |  | Unit identifier from external datasets.
GEM Location ID | L7+5 digits | GEM generated ID unique for each project.
GEM Unit ID | G7+5 digits | GEM generated ID unique for each unit.
Wiki URL |  | URL of existing GEM.wiki page.

## Data
Date Last Researched | Country | Project Name | Unit Name | Project Name in Local Language / Script | Other Name(s) | Unit Capacity (MW) | Project Capacity (MW) | Type | Status | Start year | Retired year | Operator | Operator Name in Local Language / Script | Owner | Owner Name in Local Language / Script | Employment Notes | Latitude | Longitude | Location accuracy | City | Local area (taluk, county) | Major area (prefecture, district) | State/Province | Subregion | Region | GEM location ID | GEM unit ID | Other IDs (location) | Other IDs (unit/phase) | Wiki URL
2023-05-01 | Armenia | Karkar geothermal power plant |  | Կարկառի երկրաջերմաէլեկտրակայան |  | 40 |  | unknown type | announced |  |  | Sumes GeoPower AG |  | Sumes GeoPower AG |  |  | 39.7847 | 45.9419 | exact |  |  | Gorayk Community | Syunik Province | Western Asia | Asia | L700075 | G700126 |  |  | https://gem.wiki/Karkar_geothermal_power_plant
2023-05-01 | Australia | Limestone Coast geothermal power plant | 1 |  |  | 50 |  | unknown type | cancelled |  |  | Scopenergy LTD |  | Scopenergy LTD |  |  | -37.0471 | 140.0019 | approximate |  |  | Limestone Coast | South Australia | Australia and New Zealand | Oceania | L700088 | G700144 |  |  | https://gem.wiki/Limestone_Coast_geothermal_power_plant
2023-05-01 | Bangladesh | Thakurgain geothermal plant |  |  |  | 200 |  | unknown type | announced |  |  |  |  | Anglo MGH Energy |  |  | 24.4769 | 90.2934 | approximate | Salandar |  | Thakurgain |  | Southern Asia | Asia | L700175 | G700286 |  |  | https://gem.wiki/Thakurgain_geothermal_plant
2023-05-10 | Bolivia | Laguna Colorada geothermal power plant | 1 | Central geotérmica Laguna Colorada |  | 50 |  | unknown type | pre-construction |  |  | Empresa Nacional de Electricidad SA (ENDE) |  | Empresa Nacional de Electricidad SA (ENDE) |  |  | -22.4429 | -67.8060 | approximate |  |  | Sud Lípez | Potosí | Latin America and the Caribbean | Americas | L700084 | G700137 |  |  | https://gem.wiki/Laguna_Colorada_geothermal_power_plant
2023-05-10 | Bolivia | Laguna Colorada geothermal power plant | 2 | Central geotérmica Laguna Colorada |  | 50 |  | unknown type | pre-construction |  |  | Empresa Nacional de Electricidad SA (ENDE) |  | Empresa Nacional de Electricidad SA (ENDE) |  |  | -22.4429 | -67.8060 | approximate |  |  | Sud Lípez | Potosí | Latin America and the Caribbean | Americas | L700084 | G700138 |  |  | https://gem.wiki/Laguna_Colorada_geothermal_power_plant
2023-05-01 | Canada | Estevan geothermal power plant | 4 |  |  | 35 |  | unknown type | announced |  |  | DEEP Earth Energy Production Corp. (DEEP) |  | DEEP Earth Energy Production Corp. (DEEP) |  |  | 49.1390 | -102.9849 | approximate |  |  | Estevan | Saskatchewan | Northern America | Americas | L700050 | G700078 |  |  | https://gem.wiki/Estevan_geothermal_power_plant
2023-05-01 | Canada | Meager Creek geothermal power plant | Future units |  |  | 100 |  | unknown type | announced | 2025 |  | Meager Creek Development CORP |  | Meager Creek Development CORP |  |  | 50.5754 | -123.4646 | approximate |  |  | Pemberton | British Columbia | Northern America | Americas | L700101 | G700170 |  |  | https://gem.wiki/Meager_Creek_geothermal_power_plant
2023-05-01 | Chile | Cerro Pabellón geothermal power plant | 3 | Central geotérmica Cerro Pabellón |  | 33 | 81 | binary cycle | operating | 2021 |  | Geotérmica Del Norte (GDN) |  | Empresa Nacional Del Petróleo (ENAP) [50%]; Enel Chile [50%] |  | During the construction phase of unit 3 of this project up to 700 people will be employed. | -21.8576 | -68.1515 | exact | Ollagüe | Provincia de El Loa |  | Antofagasta Region | Latin America and the Caribbean | Americas | L700026 | G700037 |  |  | https://gem.wiki/Cerro_Pabellón_geothermal_power_plant
2023-05-01 | Chile | Mariposa geothermal power plant | 1 | Central geotérmica Mariposa | Calabozo geothermal power plant | 50 | 200 | unknown type | pre-construction | 2024 |  | Energy Development CORP (EDC) |  | Energy Development CORP (EDC) |  | The Mariposa geothermal power plant will create approximately 600 jobs, both direct and indirect, during construction. | -35.5404 | -71.4849 | approximate |  | San Celemente | Talca | Maule | Latin America and the Caribbean | Americas | L700096 | G700163 |  |  | https://gem.wiki/Mariposa_geothermal_power_plant
2023-05-01 | Chile | Mariposa geothermal power plant | 2 | Central geotérmica Mariposa | Calabozo geothermal power plant | 50 | 200 | unknown type | pre-construction | 2024 |  | Energy Development CORP (EDC) |  | Energy Development CORP (EDC) |  | " | -35.5404 | -71.4849 | approximate |  | San Celemente | Talca | Maule | Latin America and the Caribbean | Americas | L700096 | G700164 |  |  | https://gem.wiki/Mariposa_geothermal_power_plant
2023-05-10 | Colombia | Nereidas Valley geothermal power plant |  |  |  | 75 |  | unknown type | pre-construction |  |  |  |  | Ecopetrol SA; Baker Hughers; Central Hidroeléctrica de Caldas (CHEC) |  |  | 5.0438 | -75.5246 | approximate |  |  | Neridas Valley | Caldas Department | Latin America and the Caribbean | Americas | L700195 | G700328 |  |  | https://gem.wiki/Nereidas_Valley_geothermal_power_plant
2023-05-01 | Costa Rica | Borinquen geothermal power project | 1 | Central geotérmica Borinquen |  | 55 |  | unknown type | pre-construction | 2027 |  | Costa Rican Electricity Institute (ICE) |  | Costa Rican Electricity Institute (ICE) |  |  | 10.6344 | -85.4397 | approximate |  |  | Liberia | Guanacaste | Latin America and the Caribbean | Americas | L700018 | G700027 |  |  | https://gem.wiki/Borinquen_geothermal_power_project
2023-05-01 | Costa Rica | Borinquen geothermal power project | 2 | Central geotérmica Borinquen |  | 55 |  | unknown type | pre-construction | 2027 |  | Costa Rican Electricity Institute (ICE) |  | Costa Rican Electricity Institute (ICE) |  |  | 10.6344 | -85.4397 | approximate |  |  | Liberia | Guanacaste | Latin America and the Caribbean | Americas | L700018 | G700028 |  |  | https://gem.wiki/Borinquen_geothermal_power_project
2023-05-01 | Costa Rica | Las Pailas geothermal power plant | 1 | Planta geotérmica Las Pailas |  | 35 | 90 | unknown type | operating | 2011 |  | Costa Rican Electricity Institute (ICE) |  | Costa Rican Electricity Institute (ICE) |  |  | 10.7573 | -85.3596 | exact |  | Cantón Liberia |  |  | Latin America and the Caribbean | Americas | L700086 | G700141 | WRI: GEODB0043643 |  | https://gem.wiki/Las_Pailas_geothermal_power_plant
2023-05-01 | Costa Rica | Las Pailas geothermal power plant | 2 | Planta geotérmica Las Pailas |  | 55 | 90 | unknown type | operating | 2019 |  | Costa Rican Electricity Institute (ICE) |  | Costa Rican Electricity Institute (ICE) |  |  | 10.7580 | -85.3464 | exact | Liberia | Cantón Liberia |  |  | Latin America and the Caribbean | Americas | L700086 | G700140 |  |  | https://gem.wiki/Las_Pailas_geothermal_power_plant
2023-05-01 | Costa Rica | Miravalles geothermal power plant | 1 | Planta geotérmica Miravalles |  | 55 | 163 | flash steam - single | operating | 1994 |  | Costa Rican Electricity Institute (ICE) |  | Costa Rican Electricity Institute (ICE) |  |  | 10.7002 | -85.1944 | exact |  | Cantón Bagaces |  |  | Latin America and the Caribbean | Americas | L700107 | G700180 | WRI: GEODB0004310 |  | https://gem.wiki/Miravalles_geothermal_power_plant
2023-05-01 | Costa Rica | Miravalles geothermal power plant | 2 | Planta geotérmica Miravalles |  | 55 | 163 | flash steam - single | operating | 1998 |  | Costa Rican Electricity Institute (ICE) |  | Costa Rican Electricity Institute (ICE) |  |  | 10.7002 | -85.1944 | exact |  | Cantón Bagaces |  |  | Latin America and the Caribbean | Americas | L700107 | G700181 | WRI: GEODB0004310 |  | https://gem.wiki/Miravalles_geothermal_power_plant
2023-05-10 | Dominica | Roseau Valley 2 geothermal power plant |  |  |  | 120 |  | unknown type | announced | 2026 | [6 empty] | 15.3001 | -61.3691 | approximate |  |  | Saint George |  | Latin America and the Caribbean | Americas | L700196 | G700331 |  |  | https://gem.wiki/Roseau_Valley_2_geothermal_power_plant
2023-05-01 | Ecuador | Chachimbiro geothermal power plant |  | Proyecto geotérmico Chachimbiro |  | 50 |  | unknown type | pre-construction | 2026 |  | Corporación Eléctrica del Ecuador (CELEC EP) |  | Corporación Eléctrica del Ecuador (CELEC EP) |  | So far, 26 direct employment positions have been generated, 16 positions carrying out tasks in the maintenance of the road, as forest rangers or construction activities. Ten women from the Azaya community provide food service to the entire project team. | 0.4599 | -78.2364 | approximate |  |  | Imbabura | Urcuquí | Latin America and the Caribbean | Americas | L700031 | G700049 |  |  | https://gem.wiki/Chachimbiro_geothermal_power_plant
2023-05-01 | El Salvador | Ahuachapán geothermal power plant | 1 | Central geotérmica Ahuachapán |  | 30 | 95 | flash steam - single | operating | 1975 |  | LaGeo |  | LaGeo |  |  | 13.9202 | -89.8174 | exact | Ahuachapan | Municipio de Ahuachapán |  | Departamento de Ahuachapán | Latin America and the Caribbean | Americas | L700001 | G700001 | WRI: GEODB0043615 |  | https://gem.wiki/Ahuachapán_geothermal_power_plant
2023-05-01 | El Salvador | Ahuachapán geothermal power plant | 2 | Central geotérmica Ahuachapán |  | 30 | 95 | flash steam - single | operating | 1976 |  | LaGeo |  | LaGeo |  |  | 13.9202 | -89.8174 | exact | Ahuachapan | Municipio de Ahuachapán |  | Departamento de Ahuachapán | Latin America and the Caribbean | Americas | L700001 | G700002 | WRI: GEODB0043615 |  | https://gem.wiki/Ahuachapán_geothermal_power_plant
2023-05-01 | El Salvador | Ahuachapán geothermal power plant | 3 | Central geotérmica Ahuachapán |  | 35 | 95 | flash steam - single | operating | 1980 |  | LaGeo |  | LaGeo |  |  | 13.9202 | -89.8174 | exact | Ahuachapan | Municipio de Ahuachapán |  | Departamento de Ahuachapán | Latin America and the Caribbean | Americas | L700001 | G700003 | WRI: GEODB0043615 |  | https://gem.wiki/Ahuachapán_geothermal_power_plant
2023-05-01 | El Salvador | Berlín geothermal power plant |  | Central geotérmica Berlín |  | 40 | 115 | flash steam - single | operating | 2007 |  | LaGeo |  | LaGeo |  |  | 13.5248 | -88.5073 | exact | Berlín |  |  | Departamento de Usulután | Latin America and the Caribbean | Americas | L700010 | G700017 | WRI: GEODB0043616 |  | https://gem.wiki/Berlín_geothermal_power_plant
2023-05-01 | El Salvador | Volcán de Conchagua geothermal power plant |  | Central geotérmica Volcán de Conchagua |  | 30 |  | unknown type | announced |  |  | LaGeo |  | LaGeo |  |  | 13.2753 | -87.8462 | approximate |  |  | Conchagua | La Union | Latin America and the Caribbean | Americas | L700187 | G700312 |  |  | https://gem.wiki/Volcán_de_Conchagua_geothermal_power_plant
2023-05-01 | Ethiopia | Aluto Langano geothermal power plant | Future units |  |  | 70 |  | unknown type | construction |  |  | Ethiopian Electric Power (EEP) |  | Ethiopian Electric Power (EEP) |  |  | 7.7888 | 38.7952 | exact |  |  | Arsi | Oromia Region | Sub-Saharan Africa | Africa | L700004 | G700008 |  |  | https://gem.wiki/Aluto_Langano_geothermal_power_plant
2023-05-01 | Ethiopia | Corbetti geothermal power plant | 1 |  |  | 50 |  | unknown type | pre-construction | 2027 |  | Corbetti Geothermal |  | Reykjavik Geothermal [%]; Berkeley Energy [%]; InfraCo Africa [%] |  |  | 7.1819 | 38.4371 | approximate |  |  | Shashamane | Oromiya | Sub-Saharan Africa | Africa | L700034 | G700052 |  |  | https://gem.wiki/Corbetti_geothermal_power_plant
2023-05-01 | Ethiopia | Corbetti geothermal power plant | 2 |  |  | 100 |  | unknown type | pre-construction |  |  | Corbetti Geothermal |  | Reykjavik Geothermal [%]; Berkeley Energy [%]; InfraCo Africa [%] |  |  | 7.1819 | 38.4371 | approximate |  |  | Shashamane | Oromiya | Sub-Saharan Africa | Africa | L700034 | G700053 |  |  | https://gem.wiki/Corbetti_geothermal_power_plant
2023-05-01 | Ethiopia | Tendaho geothermal power plant |  |  | Tendaho Ayrobera | 180 |  | unknown type | announced | 2025 |  | Ethiopian Electric Power (EEP) |  | Ethiopian Electric Power (EEP) |  |  | 11.6925 | 40.9563 | approximate |  |  | Tendaho | Afar | Sub-Saharan Africa | Africa | L700173 | G700284 |  |  | https://gem.wiki/Tendaho_geothermal_power_plant
2023-05-01 | Ethiopia | Tulu Moye geothermal power plant | 1 |  |  | 50 |  | unknown type | construction | 2023 |  | Meridiam |  | Meridiam [50%]; Reykjavik Geothermal [50%] |  |  | 9.7253 | 39.3522 | approximate |  |  | Moye | Oromiya | Sub-Saharan Africa | Africa | L700181 | G700300 |  |  | https://gem.wiki/Tulu_Moye_geothermal_power_plant
2023-05-01 | Ethiopia | Tulu Moye geothermal power plant | 2 |  |  | 100 |  | unknown type | pre-construction | 2025 |  | Meridiam |  | Meridiam [50%]; Reykjavik Geothermal [50%] |  |  | 9.7253 | 39.3522 | approximate |  |  | Moye | Oromiya | Sub-Saharan Africa | Africa | L700181 | G700301 |  |  | https://gem.wiki/Tulu_Moye_geothermal_power_plant
2023-05-01 | Guadeloupe | Bouillante geothermal power plant | 3 | Centrale géothermique de Bouillante |  | 30 | 15 | flash steam - double | announced |  |  | Ormat Technology INC |  | Ormat Technology INC |  |  | 16.1274 | -61.7690 | exact |  | Bouillante |  | Guadeloupe | Latin America and the Caribbean | Americas | L700020 | G700030 |  |  | https://gem.wiki/Bouillante_geothermal_power_plant
2023-05-02 | Honduras | Platanares geothermal power plant |  | Central geotérmica Platanares |  | 35 | 35 | binary cycle | operating | 2017 |  | Ormat Technology INC |  | Ormat Technology INC |  |  | 14.7471 | -88.9518 | exact |  | La Unión |  | Copán | Latin America and the Caribbean | Americas | L700140 | G700233 | WRI: WRI1029382 |  | https://gem.wiki/Platanares_geothermal_power_plant
2023-05-02 | Hungary | Turawell geothermal power plant |  |  |  | 40 |  | unknown type | cancelled |  |  | KS Orka Renewables PTE LTD |  | Zhejiang Kaishan Pressure Vessel CO LTD |  |  | 47.4611 | 19.0499 | approximate |  |  |  | Budapest | Eastern Europe | Europe | L700183 | G700303 |  |  | https://gem.wiki/Turawell_geothermal_power_plant
2023-05-02 | Iceland | Bitra geothermal power plant |  |  |  | 135 | 135 | unknown type | cancelled |  |  | Orkuveita Reykjavikur |  | Orkuveita Reykjavikur |  |  | 63.8576 | -21.3844 | approximate |  |  | Ölfus | Southern Region | Northern Europe | Europe | L700012 | G700019 |  |  | https://gem.wiki/Bitra_geothermal_power_plant
2023-05-02 | Iceland | Bjarnarflag geothermal power plant | 1 |  |  | 45 | 90 | unknown type | cancelled |  |  | Landsvirkjun |  | Landsvirkjun |  |  | 65.6432 | -16.8462 | exact |  | Þingeyjarsveit | Northeastern Region |  | Northern Europe | Europe | L700013 | G700020 |  |  | https://gem.wiki/Bjarnarflag_geothermal_power_plant
2023-05-02 | Iceland | Bjarnarflag geothermal power plant | 2 |  |  | 45 | 90 | unknown type | cancelled |  |  | Landsvirkjun |  | Landsvirkjun |  |  | 65.6432 | -16.8462 | exact |  | Þingeyjarsveit | Northeastern Region |  | Northern Europe | Europe | L700013 | G700021 |  |  | https://gem.wiki/Bjarnarflag_geothermal_power_plant
2023-05-02 | Iceland | Eldvörp geothermal power plant |  |  |  | 50 |  | unknown type | cancelled |  |  | HS Orka |  | HS Orka |  |  | 63.9713 | -22.5838 | approximate |  | Eldvorp | Flugvallarbraut | Keflavik | Northern Europe | Europe | L700048 | G700073 |  |  | https://gem.wiki/Eldvörp_geothermal_power_plant
2023-05-02 | Iceland | Hellisheiðarvirkjun geothermal power plant | 1 |  |  | 45 | 303 | flash steam - single | operating | 2006 |  | Orkuveita Reykjavikur |  | Orkuveita Reykjavikur |  |  | 64.0373 | -21.4007 | exact |  | Sveitarfélagið Ölfus | Southern Region |  | Northern Europe | Europe | L700065 | G700101 | WRI: WRI1002796 |  | https://gem.wiki/Hellisheiðarvirkjun_geothermal_power_plant
2023-05-02 | Iceland | Hellisheiðarvirkjun geothermal power plant | 2 |  |  | 45 | 303 | flash steam - single | operating | 2006 |  | Orkuveita Reykjavikur |  | Orkuveita Reykjavikur |  |  | 64.0373 | -21.4007 | exact |  | Sveitarfélagið Ölfus | Southern Region |  | Northern Europe | Europe | L700065 | G700102 | WRI: WRI1002796 |  | https://gem.wiki/Hellisheiðarvirkjun_geothermal_power_plant
2023-05-02 | Iceland | Hellisheiðarvirkjun geothermal power plant | 3 |  |  | 45 | 303 | flash steam - single | operating | 2008 |  | Orkuveita Reykjavikur |  | Orkuveita Reykjavikur |  |  | 64.0373 | -21.4007 | exact |  | Sveitarfélagið Ölfus | Southern Region |  | Northern Europe | Europe | L700065 | G700103 | WRI: WRI1002796 |  | https://gem.wiki/Hellisheiðarvirkjun_geothermal_power_plant
2023-05-02 | Iceland | Hellisheiðarvirkjun geothermal power plant | 4 |  |  | 45 | 303 | flash steam - single | operating | 2008 |  | Orkuveita Reykjavikur |  | Orkuveita Reykjavikur |  |  | 64.0373 | -21.4007 | exact |  | Sveitarfélagið Ölfus | Southern Region |  | Northern Europe | Europe | L700065 | G700104 | WRI: WRI1002796 |  | https://gem.wiki/Hellisheiðarvirkjun_geothermal_power_plant
2023-05-02 | Iceland | Hellisheiðarvirkjun geothermal power plant | 5 |  |  | 45 | 303 | flash steam - single | operating | 2011 |  | Orkuveita Reykjavikur |  | Orkuveita Reykjavikur |  |  | 64.0373 | -21.4007 | exact |  | Sveitarfélagið Ölfus | Southern Region |  | Northern Europe | Europe | L700065 | G700105 | WRI: WRI1002796 |  | https://gem.wiki/Hellisheiðarvirkjun_geothermal_power_plant
2023-05-02 | Iceland | Hellisheiðarvirkjun geothermal power plant | 6 |  |  | 45 | 303 | flash steam - single | operating | 2011 |  | Orkuveita Reykjavikur |  | Orkuveita Reykjavikur |  |  | 64.0373 | -21.4007 | exact |  | Sveitarfélagið Ölfus | Southern Region |  | Northern Europe | Europe | L700065 | G700106 | WRI: WRI1002796 |  | https://gem.wiki/Hellisheiðarvirkjun_geothermal_power_plant
2023-05-02 | Iceland | Hellisheiðarvirkjun geothermal power plant | Low-pressure turbine |  |  | 33 | 303 | unknown type | operating | 2007 |  | Orkuveita Reykjavikur |  | Orkuveita Reykjavikur |  |  | 64.0373 | -21.4007 | exact |  | Sveitarfélagið Ölfus | Southern Region |  | Northern Europe | Europe | L700065 | G700107 | WRI: WRI1002796 |  | https://gem.wiki/Hellisheiðarvirkjun_geothermal_power_plant
2023-05-02 | Iceland | Hverahlíð geothermal power plant |  |  |  | 90 |  | unknown type | cancelled |  |  | Orkuveita Reykjavikur |  | Orkuveita Reykjavikur |  |  | 64.0077 | -21.3547 | approximate |  |  | Hverahlidh | Southern Region | Northern Europe | Europe | L700067 | G700110 |  |  | https://gem.wiki/Hverahlíð_geothermal_power_plant
2023-05-02 | Iceland | Krafla geothermal power plant | 1 |  |  | 30 | 60 | flash steam - double | operating | 1977 |  | Landsvirkjun |  | Landsvirkjun |  |  | 65.7035 | -16.7735 | exact |  | Þingeyjarsveit | Northeastern Region |  | Northern Europe | Europe | L700082 | G700134 | WRI: WRI1002800 |  | https://gem.wiki/Krafla_geothermal_power_plant
2023-05-02 | Iceland | Krafla geothermal power plant | 2 |  |  | 30 | 60 | flash steam - double | operating | 1999 |  | Landsvirkjun |  | Landsvirkjun |  |  | 65.7035 | -16.7735 | exact |  | Þingeyjarsveit | Northeastern Region |  | Northern Europe | Europe | L700082 | G700135 | WRI: WRI1002800 |  | https://gem.wiki/Krafla_geothermal_power_plant
2023-05-02 | Iceland | Nesjavellir geothermal power station | 1 | Nesjavallavirkjun |  | 30 | 120 | flash steam - single | operating | 1998 |  | Orkuveita Reykjavikur |  | Orkuveita Reykjavikur |  |  | 64.1081 | -21.2567 | exact |  | Grímsnes- og Grafningshreppur | Southern Region |  | Northern Europe | Europe | L700119 | G700196 | WRI: WRI1002805 |  | https://gem.wiki/Nesjavellir_geothermal_power_station
2023-05-02 | Iceland | Nesjavellir geothermal power station | 2 | Nesjavallavirkjun |  | 30 | 120 | flash steam - single | operating | 1998 |  | Orkuveita Reykjavikur |  | Orkuveita Reykjavikur |  |  | 64.1081 | -21.2567 | exact |  | Grímsnes- og Grafningshreppur | Southern Region |  | Northern Europe | Europe | L700119 | G700197 | WRI: WRI1002805 |  | https://gem.wiki/Nesjavellir_geothermal_power_station
2023-05-02 | Iceland | Nesjavellir geothermal power station | 3 | Nesjavallavirkjun |  | 30 | 120 | flash steam - single | operating |  |  | Orkuveita Reykjavikur |  | Orkuveita Reykjavikur |  |  | 64.1081 | -21.2567 | exact |  | Grímsnes- og Grafningshreppur | Southern Region |  | Northern Europe | Europe | L700119 | G700198 | WRI: WRI1002805 |  | https://gem.wiki/Nesjavellir_geothermal_power_station
2023-05-02 | Iceland | Nesjavellir geothermal power station | 4 | Nesjavallavirkjun |  | 30 | 120 | flash steam - single | operating | 2005 |  | Orkuveita Reykjavikur |  | Orkuveita Reykjavikur |  |  | 64.1081 | -21.2567 | exact |  | Grímsnes- og Grafningshreppur | Southern Region |  | Northern Europe | Europe | L700119 | G700199 | WRI: WRI1002805 |  | https://gem.wiki/Nesjavellir_geothermal_power_station
2023-05-02 | Iceland | Reykjanes geothermal power plant | 1 | Reykjanesvirkjun |  | 50 | 130 | flash steam - single | operating | 2006 |  | HS Orka |  | HS Orka |  |  | 63.8251 | -22.6848 | exact |  |  | Southern Peninsula |  | Northern Europe | Europe | L700148 | G700242 | WRI: WRI1002806 |  | https://gem.wiki/Reykjanes_geothermal_power_plant
2023-05-02 | Iceland | Reykjanes geothermal power plant | 2 | Reykjanesvirkjun |  | 50 | 130 | flash steam - single | operating | 2006 |  | HS Orka |  | HS Orka |  |  | 63.8251 | -22.6848 | exact |  |  | Southern Peninsula |  | Northern Europe | Europe | L700148 | G700243 | WRI: WRI1002806 |  | https://gem.wiki/Reykjanes_geothermal_power_plant
2023-05-22 | Iceland | Reykjanes geothermal power plant | 3 | Reykjanesvirkjun |  | 30 | 130 | unknown type | operating | 2023 |  | HS Orka |  | HS Orka |  | The expansion project (unit 3) is expected to create two hundred new jobs during the construction period over the next two years. | 63.8251 | -22.6848 | exact |  |  | Southern Peninsula |  | Northern Europe | Europe | L700148 | G700244 | WRI: WRI1002806 |  | https://gem.wiki/Reykjanes_geothermal_power_plant
2023-05-02 | Iceland | Svartsengi geothermal power plant | 5 | Virkjunin í Svartsengi |  | 30 | 85 | flash steam - single | operating | 2000 |  | HS Orka |  | HS Orka |  |  | 63.8788 | -22.4332 | exact |  | Grindavíkurbær | Southern Peninsula |  | Northern Europe | Europe | L700168 | G700276 | WRI: WRI1002810 |  | https://gem.wiki/Svartsengi_geothermal_power_plant
2023-05-02 | Iceland | Svartsengi geothermal power plant | 6 | Virkjunin í Svartsengi |  | 30 | 85 | flash steam - single | operating | 2008 |  | HS Orka |  | HS Orka |  |  | 63.8788 | -22.4332 | exact |  | Grindavíkurbær | Southern Peninsula |  | Northern Europe | Europe | L700168 | G700277 | WRI: WRI1002810 |  | https://gem.wiki/Svartsengi_geothermal_power_plant
2023-05-02 | Iceland | Þeistareykir geothermal station | 1 |  | Theistareykir | 45 | 90 | flash steam - single | operating | 2017 |  | Landsvirkjun |  | Landsvirkjun |  |  | 65.8801 | -16.8401 | approximate |  |  | Theistareykir | Northeast | Northern Europe | Europe | L700176 | G700287 |  |  | https://gem.wiki/Þeistareykir_geothermal_station
2023-05-02 | Iceland | Þeistareykir geothermal station | 2 |  | Theistareykir | 45 | 90 | flash steam - single | operating | 2018 |  | Landsvirkjun |  | Landsvirkjun |  |  | 65.8801 | -16.8401 | approximate |  |  | Theistareykir | Northeast | Northern Europe | Europe | L700176 | G700288 |  |  | https://gem.wiki/Þeistareykir_geothermal_station
2023-05-08 | Iceland | Þeistareykir geothermal station | 3 |  | Theistareykir | 45 | 90 | unknown type | pre-construction |  |  | Landsvirkjun |  | Landsvirkjun |  |  | 65.8801 | -16.8401 | approximate |  |  | Theistareykir | Northeast | Northern Europe | Europe | L700176 | G700339 |  |  | https://gem.wiki/Þeistareykir_geothermal_station
2023-05-09 | Indonesia | Arrow Lampung geothermal power plant |  |  |  | 50 |  | unknown type | cancelled |  |  | Arrow Resources Development |  | Arrow Resources Development |  |  | -4.5846 | 105.3231 | approximate |  |  |  | Lampung | South-eastern Asia | Asia | L700005 | G700009 |  |  | https://gem.wiki/Arrow_Lampung_geothermal_power_plant
2023-05-09 | Indonesia | Banten geothermal power plant |  |  | Banten Prospect | 110 |  | unknown type | pre-construction |  |  | PT Sintesa Green Energy |  | PT Sintesa Green Energy |  |  | -6.3260 | 106.1161 | approximate |  | Pandeglang | Pandeglang Regency | Banten | South-eastern Asia | Asia | L700008 | G700013 |  |  | https://gem.wiki/Banten_geothermal_power_plant
2023-05-08 | Indonesia | Baturaden geothermal power plant | 1 |  | Baturaden-Slamet, Wkp Baturraden | 50 | 220 | unknown type | construction | 2024 |  |  |  | PT Nirwana Suci Abadi [89%]; PT Trinergy Mandiri International [11%] |  |  | -7.3001 | 109.2168 | approximate |  |  |  | Central Java | South-eastern Asia | Asia | L700199 | G700342 |  |  | https://gem.wiki/Baturaden_geothermal_power_plant
2023-05-08 | Indonesia | Baturaden geothermal power plant | Future units |  | Baturaden-Slamet, Wkp Baturraden | 170 | 220 | unknown type | pre-construction | 2025 |  |  |  | PT Nirwana Suci Abadi [89%]; PT Trinergy Mandiri International [11%] |  |  | -7.3001 | 109.2168 | approximate |  |  |  | Central Java | South-eastern Asia | Asia | L700199 | G700343 |  |  | https://gem.wiki/Baturaden_geothermal_power_plant
2023-05-09 | Indonesia | Blawan Ijen geothermal project | 1 |  |  | 34 |  | unknown type | construction | 2025 |  | PT Medco Power Indonesia |  | PT Medco Power Indonesia [51%]; Ormat Technology INC [49%] |  |  | -7.9768 | 114.1883 | approximate |  |  | Blawan Ijen | East Java | South-eastern Asia | Asia | L700014 | G700022 |  |  | https://gem.wiki/Blawan_Ijen_geothermal_project
2023-05-09 | Indonesia | Blawan Ijen geothermal project | 2 |  |  | 55 |  | unknown type | pre-construction |  |  | PT Medco Power Indonesia |  | PT Medco Power Indonesia [51%]; Ormat Technology INC [49%] |  |  | -7.9735 | 114.1708 | approximate |  |  | Blawan Ijen | East Java | South-eastern Asia | Asia | L700014 | G700023 |  |  | https://gem.wiki/Blawan_Ijen_geothermal_project
2023-05-08 | Indonesia | Darajat geothermal power plant | 1 |  |  | 55 | 271 | dry steam | operating | 1994 |  |  |  | Star Energy Geothermal |  |  | -7.2173 | 107.7394 | exact | Padaawas | Pasirwangi | Garut Regency | West Java | South-eastern Asia | Asia | L700037 | G700056 | WRI: WRI1000750 |  | https://gem.wiki/Darajat_geothermal_power_plant
2023-05-08 | Indonesia | Darajat geothermal power plant | 2 |  |  | 90 | 271 | unknown type | operating | 2000 |  | Star Energy Geothermal |  | Star Energy Geothermal |  |  | -7.2173 | 107.7394 | exact | Padaawas | Pasirwangi | Garut Regency | West Java | South-eastern Asia | Asia | L700037 | G700057 | WRI: WRI1000751 |  | https://gem.wiki/Darajat_geothermal_power_plant
2023-05-08 | Indonesia | Darajat geothermal power plant | 3 |  |  | 121 | 271 | unknown type | operating | 2009 |  | Star Energy Geothermal |  | Star Energy Geothermal |  |  | -7.2173 | 107.7394 | exact | Padaawas | Pasirwangi | Garut Regency | West Java | South-eastern Asia | Asia | L700037 | G700058 | WRI: WRI1000751 |  | https://gem.wiki/Darajat_geothermal_power_plant
2023-05-08 | Indonesia | Dieng geothermal power plant | 1 |  |  | 60 | 60 | flash steam - single | operating | 1998 |  | PT Geo Dipa Energi (GDE) |  | PT Geo Dipa Energi (GDE) |  |  | -7.2261 | 109.8975 | exact |  | Wonosobo |  | Central Java | South-eastern Asia | Asia | L700040 | G700061 | WRI: WRI1000752 |  | https://gem.wiki/Dieng_geothermal_power_plant
2023-05-09 | Indonesia | Dieng geothermal power plant | 2 |  |  | 55 | 60 | unknown type | construction | 2024 |  | PT Geo Dipa Energi (GDE) |  | PT Geo Dipa Energi (GDE) |  |  | -7.2261 | 109.8975 | exact |  | Wonosobo |  | Central Java | South-eastern Asia | Asia | L700040 | G700062 |  |  | https://gem.wiki/Dieng_geothermal_power_plant
2023-05-09 | Indonesia | Dieng geothermal power plant | 3 |  |  | 55 | 60 | unknown type | pre-construction | 2025 |  | PT Geo Dipa Energi (GDE) |  | PT Geo Dipa Energi (GDE) |  |  | -7.2261 | 109.8975 | exact |  | Wonosobo |  | Central Java | South-eastern Asia | Asia | L700040 | G700063 |  |  | https://gem.wiki/Dieng_geothermal_power_plant
2023-05-09 | Indonesia | Dieng geothermal power plant | Future units |  |  | 270 | 60 | unknown type | announced | 2030 |  | PT Geo Dipa Energi (GDE) |  | PT Geo Dipa Energi (GDE) |  |  | -7.2261 | 109.8975 | exact |  | Wonosobo |  | Central Java | South-eastern Asia | Asia | L700040 | G700064 |  |  | https://gem.wiki/Dieng_geothermal_power_plant
2023-05-08 | Indonesia | Guci geothermal power plant |  |  |  | 55 |  | unknown type | announced | 2024 | [6 empty] | -7.0446 | 110.4037 | approximate |  |  | Semarang | Central Java | South-eastern Asia | Asia | L700201 | G700345 |  |  | https://gem.wiki/Guci_geothermal_power_plant
2023-05-08 | Indonesia | Gunung Geureudong geothermal power plant | Future units |  | Wkp Gunung Geureudong | 220 | 220 | unknown type | pre-construction | 2024 |  | Hitay Energy Holdings |  | Hitay Energy Holdings |  |  | 4.8106 | 96.8171 | approximate |  |  | Aceh |  | South-eastern Asia | Asia | L700202 | G700346 |  |  | https://gem.wiki/Gunung_Geureudong_geothermal_power_plant
2023-05-09 | Indonesia | Gunung Salak geothermal power plant | 1 |  |  | 55 | 330 | unknown type | operating | 1994 |  | Kamojang POMU |  | PT Indonesia Power (PTIP) |  |  | -6.7416 | 106.6480 | exact |  | Bogor | Bogor Regency | West Java | South-eastern Asia | Asia | L700058 | G700087 | WRI: WRI1000759 |  | https://gem.wiki/Gunung_Salak_geothermal_power_plant
2023-05-09 | Indonesia | Gunung Salak geothermal power plant | 2 |  |  | 55 | 330 | unknown type | operating | 1994 |  | Kamojang POMU |  | PT Indonesia Power (PTIP) |  |  | -6.7416 | 106.6480 | exact |  | Bogor | Bogor Regency | West Java | South-eastern Asia | Asia | L700058 | G700088 | WRI: WRI1000759 |  | https://gem.wiki/Gunung_Salak_geothermal_power_plant
2023-05-09 | Indonesia | Gunung Salak geothermal power plant | 3 |  |  | 55 | 330 | unknown type | operating |  |  | Kamojang POMU |  | PT Indonesia Power (PTIP) |  |  | -6.7416 | 106.6480 | exact |  | Bogor | Bogor Regency | West Java | South-eastern Asia | Asia | L700058 | G700089 | WRI: WRI1000759 |  | https://gem.wiki/Gunung_Salak_geothermal_power_plant
2023-05-09 | Indonesia | Gunung Salak geothermal power plant | 4 |  | Dayabumi Salak Pratama | 55 | 330 | unknown type | operating | 1997 |  | Kamojang POMU |  | Unocal Geothermal [50%]; PT Nusamba [50%] |  |  | -6.7416 | 106.6480 | exact |  | Bogor | Bogor Regency | West Java | South-eastern Asia | Asia | L700058 | G700090 | WRI: WRI1000759 |  | https://gem.wiki/Gunung_Salak_geothermal_power_plant
2023-05-09 | Indonesia | Gunung Salak geothermal power plant | 5 |  | Dayabumi Salak Pratama | 55 | 330 | unknown type | operating | 1997 |  | Kamojang POMU |  | Unocal Geothermal [50%]; PT Nusamba [50%] |  |  | -6.7416 | 106.6480 | exact |  | Bogor | Bogor Regency | West Java | South-eastern Asia | Asia | L700058 | G700091 |  |  | https://gem.wiki/Gunung_Salak_geothermal_power_plant
2023-05-09 | Indonesia | Gunung Salak geothermal power plant | 6 |  | Dayabumi Salak Pratama | 55 | 330 | unknown type | operating | 1997 |  | Kamojang POMU |  | Unocal Geothermal [50%]; PT Nusamba [50%] |  |  | -6.7416 | 106.6480 | exact |  | Bogor | Bogor Regency | West Java | South-eastern Asia | Asia | L700058 | G700092 |  |  | https://gem.wiki/Gunung_Salak_geothermal_power_plant
2023-05-09 | Indonesia | Gunung Salak geothermal power plant | 7 |  |  | 55 | 330 | binary cycle | construction | 2023 |  | Star Energy Geothermal |  | Star Energy Geothermal |  |  | -6.7410 | 106.6730 | exact |  | Sukabumi |  | West Java | South-eastern Asia | Asia | L700058 | G700347 |  |  | https://gem.wiki/Gunung_Salak_geothermal_power_plant
2023-05-09 | Indonesia | Gunung Tamponas geothermal power plant |  |  |  | 55 |  | unknown type | announced | 2025 |  | PT Wika Jabar Power |  | PT Resources Jaya Teknik Management [33%]; PT Jasa Sarana [33%]; PT Wijaya Karya [33%] |  |  | -6.8426 | 107.9143 | approximate |  |  | Sumedang Regency | West Java | South-eastern Asia | Asia | L700059 | G700093 |  |  | https://gem.wiki/Gunung_Tamponas_geothermal_power_plant
2023-05-09 | Indonesia | Hululais geothermal power plant | 1 |  |  | 55 |  | unknown type | construction | 2024 |  | Pertamina Geothermal Energy |  | Pertamina Geothermal Energy |  |  | -3.2413 | 102.2782 | exact |  | Lebong Selatan |  | Bengkulu | South-eastern Asia | Asia | L700066 | G700108 |  |  | https://gem.wiki/Hululais_geothermal_power_plant
2023-05-09 | Indonesia | Hululais geothermal power plant | 2 |  |  | 55 |  | unknown type | pre-construction | 2026 |  | Pertamina Geothermal Energy |  | Pertamina Geothermal Energy |  |  | -3.2413 | 102.2782 | exact |  | Lebong Selatan |  | Bengkulu | South-eastern Asia | Asia | L700066 | G700109 |  |  | https://gem.wiki/Hululais_geothermal_power_plant
2023-05-09 | Indonesia | Hululais geothermal power plant | Future units |  |  | 230 |  | unknown type | announced |  |  | Pertamina Geothermal Energy |  |  |  |  | -3.2413 | 102.2782 | exact |  | Lebong Selatan |  | Bengkulu | South-eastern Asia | Asia | L700066 | G700349 |  |  | https://gem.wiki/Hululais_geothermal_power_plant
2023-05-08 | Indonesia | Kamojang geothermal power plant | 1 |  |  | 30 | 235 | unknown type | operating | 1983 |  | Pertamina Geothermal Energy |  | Pertamina Geothermal Energy |  |  | -7.1388 | 107.7851 | exact |  | Bandung | Darajat | West Java | South-eastern Asia | Asia | L700072 | G700119 |  |  | https://gem.wiki/Kamojang_geothermal_power_plant
2023-05-08 | Indonesia | Kamojang geothermal power plant | 2 |  |  | 55 | 235 | unknown type | operating | 1987 |  | Pertamina Geothermal Energy |  | Pertamina Geothermal Energy |  |  | -7.1388 | 107.7851 | exact |  | Bandung | Darajat | West Java | South-eastern Asia | Asia | L700072 | G700120 |  |  | https://gem.wiki/Kamojang_geothermal_power_plant
2023-05-08 | Indonesia | Kamojang geothermal power plant | 3 |  |  | 55 | 235 | unknown type | operating | 1987 |  | Pertamina Geothermal Energy |  | Pertamina Geothermal Energy |  |  | -7.1388 | 107.7851 | exact |  | Bandung | Darajat | West Java | South-eastern Asia | Asia | L700072 | G700121 |  |  | https://gem.wiki/Kamojang_geothermal_power_plant
2023-05-08 | Indonesia | Kamojang geothermal power plant | 4 |  |  | 60 | 235 | unknown type | operating | 2008 |  | Pertamina Geothermal Energy |  | Pertamina Geothermal Energy |  |  | -7.1388 | 107.7851 | exact |  | Bandung | Darajat | West Java | South-eastern Asia | Asia | L700072 | G700122 |  |  | https://gem.wiki/Kamojang_geothermal_power_plant
2023-05-08 | Indonesia | Kamojang geothermal power plant | 5 |  |  | 35 | 235 | dry steam | operating | 2015 |  | Pertamina Geothermal Energy |  | Pertamina Geothermal Energy |  |  | -7.1388 | 107.7851 | exact |  | Bandung | Darajat | West Java | South-eastern Asia | Asia | L700072 | G700123 |  |  | https://gem.wiki/Kamojang_geothermal_power_plant
2023-05-08 | Indonesia | Karaha geothermal power plant | 1 |  | PLTP Karaha Bodas | 30 | 30 | dry steam | operating | 2018 |  | Pertamina Geothermal Energy |  | Pertamina Geothermal Energy |  |  | -7.1477 | 108.0848 | exact |  | Tasikmalaya | Tasikmalaya Regency | West Java | South-eastern Asia | Asia | L700073 | G700124 |  |  | https://gem.wiki/Karaha_geothermal_power_plant
2023-05-09 | Indonesia | Kepahiang geothermal power plant | 1 |  |  | 55 |  | unknown type | announced |  |  |  |  | PT PLN (Persero) |  |  | -3.6290 | 102.6009 | approximate |  |  | Kepahiang | Bengkulu | South-eastern Asia | Asia | L700204 | G700350 |  |  | https://gem.wiki/Kepahiang_geothermal_power_plant
2023-05-09 | Indonesia | Kepahiang geothermal power plant | 2 |  |  | 55 |  | unknown type | announced |  |  |  |  | PT PLN (Persero) |  |  | -3.6290 | 102.6009 | approximate |  |  | Kepahiang | Bengkulu | South-eastern Asia | Asia | L700204 | G700351 |  |  | https://gem.wiki/Kepahiang_geothermal_power_plant
2023-05-09 | Indonesia | Lumut Balai 2 geothermal power plant | 1 |  |  | 55 |  | unknown type | pre-construction | 2024 |  | Pertamina Geothermal Energy |  | Pertamina Geothermal Energy |  |  | -4.1943 | 103.6403 | exact |  | Semende Darat Laut |  | South Sumatra | South-eastern Asia | Asia | L700090 | G700146 |  |  | https://gem.wiki/Lumut_Balai_2_geothermal_power_plant
2023-05-09 | Indonesia | Lumut Balai 2 geothermal power plant | 2 |  |  | 55 |  | unknown type | pre-construction | 2024 |  | Pertamina Geothermal Energy |  | Pertamina Geothermal Energy |  |  | -4.1943 | 103.6403 | exact |  | Semende Darat Laut |  | South Sumatra | South-eastern Asia | Asia | L700090 | G700147 |  |  | https://gem.wiki/Lumut_Balai_2_geothermal_power_plant
2023-05-08 | Indonesia | Lumut Balai geothermal power plant | 1 |  |  | 55 | 110 | flash steam - single | operating | 2019 |  | Pertamina Geothermal Energy |  | Pertamina Geothermal Energy |  |  | -4.1943 | 103.6403 | exact |  | Semende Darat Laut |  | South Sumatra | South-eastern Asia | Asia | L700091 | G700148 |  |  | https://gem.wiki/Lumut_Balai_geothermal_power_plant
2023-05-09 | Indonesia | Lumut Balai geothermal power plant | 2 |  |  | 55 | 110 | unknown type | construction | 2023 |  | Pertamina Geothermal Energy |  | Pertamina Geothermal Energy |  |  | -4.1943 | 103.6403 | exact |  | Semende Darat Laut |  | South Sumatra | South-eastern Asia | Asia | L700091 | G700149 |  |  | https://gem.wiki/Lumut_Balai_geothermal_power_plant
2023-05-09 | Indonesia | Mount Sibayak geothermal power plant |  |  |  | 40 |  | unknown type | cancelled |  |  | PT Okha Hutomo Satrya |  | PT Okha Hutomo Satrya |  |  | 3.1853 | 98.5048 | approximate |  | Berastagi | Karo Regency | North Sumatra | South-eastern Asia | Asia | L700112 | G700187 |  |  | https://gem.wiki/Mount_Sibayak_geothermal_power_plant
2023-05-08 | Indonesia | Muarah Laboh geothermal plant | 1 |  | Muara Laboh | 85 | 85 | flash steam - double | operating | 2019 |  | PT Supreme Energy |  | ENGIE [18.5%]; Sumitomo CORP [18.5%]; PT Supreme Energy [30%]; INPEX CORP [33%] |  |  | -1.6268 | 101.1296 | exact |  | Pauh Duo |  | West Sumatra | South-eastern Asia | Asia | L700113 | G700188 |  |  | https://gem.wiki/Muarah_Laboh_geothermal_plant
2023-05-09 | Indonesia | Muarah Laboh geothermal plant | 2 |  | Muara Laboh | 75 | 85 | unknown type | construction | 2023 |  | PT Supreme Energy |  | ENGIE [18.5%]; Sumitomo CORP [18.5%]; PT Supreme Energy [30%]; INPEX CORP [33%] |  |  | -1.6268 | 101.1296 | exact |  | Pauh Duo |  | West Sumatra | South-eastern Asia | Asia | L700113 | G700189 |  |  | https://gem.wiki/Muarah_Laboh_geothermal_plant
2023-05-08 | Indonesia | Ngebel geothermal power plant | 1 |  | Wilis-Ngebel | 55 | 165 | unknown type | pre-construction | 2024 |  |  |  | Oakridge International [65%]; PT Bakrie Power [34%] |  |  | -7.7761 | 111.6374 | exact |  | Ponorogo |  | East Java | South-eastern Asia | Asia | L700207 | G700359 |  |  | https://gem.wiki/Ngebel_geothermal_power_plant
2023-05-08 | Indonesia | Ngebel geothermal power plant | 2 |  | Wilis-Ngebel | 55 | 165 | unknown type | pre-construction | 2024 |  |  |  | Oakridge International [65%]; PT Bakrie Power [34%] |  |  | -7.7761 | 111.6374 | exact |  | Ponorogo |  | East Java | South-eastern Asia | Asia | L700207 | G700360 |  |  | https://gem.wiki/Ngebel_geothermal_power_plant
2023-05-08 | Indonesia | Ngebel geothermal power plant | Future units |  | Wilis-Ngebel | 55 | 165 | unknown type | pre-construction | 2024 |  |  |  | Oakridge International [65%]; PT Bakrie Power [34%] |  |  | -7.7761 | 111.6374 | exact |  | Ponorogo |  | East Java | South-eastern Asia | Asia | L700207 | G700361 |  |  | https://gem.wiki/Ngebel_geothermal_power_plant
2023-05-09 | Indonesia | Patuha geothermal power plant | 1 |  |  | 55 | 55 | flash steam - single | operating | 2014 |  | PT Geo Dipa Energi (GDE) |  | PT Geo Dipa Energi (GDE) |  |  | -7.1838 | 107.4215 | exact |  | Bandung | Bandung Regency | West Java | South-eastern Asia | Asia | L700139 | G700229 |  |  | https://gem.wiki/Patuha_geothermal_power_plant
2023-05-09 | Indonesia | Patuha geothermal power plant | 2 |  |  | 55 | 55 | unknown type | construction | 2023 |  | PT Geo Dipa Energi (GDE) |  | PT Geo Dipa Energi (GDE) |  |  | -7.1838 | 107.4215 | exact |  | Bandung |  | West Java | South-eastern Asia | Asia | L700139 | G700230 |  |  | https://gem.wiki/Patuha_geothermal_power_plant
2023-05-09 | Indonesia | Patuha geothermal power plant | 3 |  |  | 55 | 55 | unknown type | announced | 2025 |  | PT Geo Dipa Energi (GDE) |  | PT Geo Dipa Energi (GDE) |  |  | -7.1838 | 107.4215 | exact |  | Bandung |  | West Java | South-eastern Asia | Asia | L700139 | G700231 |  |  | https://gem.wiki/Patuha_geothermal_power_plant
2023-05-09 | Indonesia | Patuha geothermal power plant | Future units |  |  | 290 | 55 | unknown type | announced | 2030 |  | PT Geo Dipa Energi (GDE) |  | PT Geo Dipa Energi (GDE) |  |  | -7.1838 | 107.4215 | exact |  | Bandung |  | West Java | South-eastern Asia | Asia | L700139 | G700232 |  |  | https://gem.wiki/Patuha_geothermal_power_plant
2023-05-09 | Indonesia | Rajabasa geothermal power plant | 1 |  |  | 110 |  | unknown type | pre-construction | 2025 |  | PT Supreme Energy |  | PT Supreme Energy [33%]; ENGIE [33%]; Sumitomo Joint Electric Power CO LTD [33%] |  |  | -5.7817 | 105.6256 | approximate |  | Gunung Rajabasa | South Lampung Regency | Lampung Province | South-eastern Asia | Asia | L700144 | G700237 |  |  | https://gem.wiki/Rajabasa_geothermal_power_plant
2023-05-09 | Indonesia | Rajabasa geothermal power plant | 2 |  |  | 110 |  | unknown type | pre-construction | 2025 |  | PT Supreme Energy |  | PT Supreme Energy [33%]; ENGIE [33%]; Sumitomo Joint Electric Power CO LTD [33%] |  |  | -5.7817 | 105.6256 | approximate |  | Gunung Rajabasa | South Lampung Regency | Lampung Province | South-eastern Asia | Asia | L700144 | G700238 |  |  | https://gem.wiki/Rajabasa_geothermal_power_plant
2023-05-08 | Indonesia | Rantau Dedep geothermal power plant | 1 |  |  | 91 | 91 | unknown type | operating | 2021 |  | PT Supreme Energy Rantau Dedap |  | PT Supreme Energy [25.2%]; ENGIE [37.4%]; Marubeni CORP [27.4%]; Tohoku Electric Power CO INC [10%] |  |  | -4.2069 | 103.3857 | exact | Swarna Dwipa | Muara Enim |  | South Sumatra | South-eastern Asia | Asia | L700146 | G700240 |  |  | https://gem.wiki/Rantau_Dedep_geothermal_power_plant
2023-05-08 | Indonesia | Rantau Dedep geothermal power plant | 2 |  |  | 134 | 91 | unknown type | announced | 2025 | [6 empty] | -4.2069 | 103.3857 | approximate |  |  | Lahat Regency | South Sumatra | South-eastern Asia | Asia | L700146 | G700364 |  |  | https://gem.wiki/Rantau_Dedep_geothermal_power_plant
2023-05-09 | Indonesia | Ratai geothermal power plant |  |  | Way Ratai | 55 |  | unknown type | announced | [7 empty] | -5.6001 | 105.0738 | approximate |  | Way Ratai |  | Lampung Province | South-eastern Asia | Asia | L700147 | G700241 |  |  | https://gem.wiki/Ratai_geothermal_power_plant
2023-05-08 | Indonesia | Rawa Dano geothermal power plant | 1 |  |  | 55 | 110 | unknown type | pre-construction | 2026 |  | PT Sintesa Banten Geothermal |  | PT Sintesa Banten Geothermal |  |  | -6.1619 | 105.9835 | approximate |  |  | Banten |  | South-eastern Asia | Asia | L700209 | G700365 |  |  | https://gem.wiki/Rawa_Dano_geothermal_power_plant
2023-05-08 | Indonesia | Rawa Dano geothermal power plant | Future units |  |  | 55 | 110 | unknown type | pre-construction | 2026 |  | PT Sintesa Banten Geothermal |  | PT Sintesa Banten Geothermal |  |  | -6.1619 | 105.9835 | approximate |  |  | Banten |  | South-eastern Asia | Asia | L700209 | G700366 |  |  | https://gem.wiki/Rawa_Dano_geothermal_power_plant
2023-05-08 | Indonesia | Sarulla geothermal power plant | NIL-1 |  |  | 110 | 330 | unknown type | operating | 2017 |  | Sarulla Operations LTD |  | Sarulla Operations LTD |  |  | 1.8202 | 99.0885 | exact |  | North Tapanuli |  | North Sumatra | South-eastern Asia | Asia | L700157 | G700256 |  |  | https://gem.wiki/Sarulla_geothermal_power_plant
2023-05-08 | Indonesia | Sarulla geothermal power plant | NIL-2 |  |  | 110 | 330 | unknown type | operating | 2017 |  | Sarulla Operations LTD |  | Sarulla Operations LTD |  |  | 1.8202 | 99.0885 | exact |  | North Tapanuli |  | North Sumatra | South-eastern Asia | Asia | L700157 | G700257 |  |  | https://gem.wiki/Sarulla_geothermal_power_plant
2023-05-08 | Indonesia | Sarulla geothermal power plant | SIL-3 |  |  | 110 | 330 | unknown type | operating | 2018 |  | Sarulla Operations LTD |  | Sarulla Operations LTD |  |  | 1.8202 | 99.0885 | exact |  | North Tapanuli |  | North Sumatra | South-eastern Asia | Asia | L700157 | G700258 |  |  | https://gem.wiki/Sarulla_geothermal_power_plant
2023-05-08 | Indonesia | Sorik Marapi geothermal power plant | 1 |  |  | 45 | 240 | binary cycle | operating | 2019 |  | KS Orka Renewables PTE LTD |  | KS Orka Renewables PTE LTD |  |  | 0.7475 | 99.5751 | exact |  | Mandailing Natal |  | North Sumatra | South-eastern Asia | Asia | L700160 | G700261 |  |  | https://gem.wiki/Sorik_Marapi_geothermal_power_plant
2023-05-08 | Indonesia | Sorik Marapi geothermal power plant | 2 |  |  | 45 | 240 | binary cycle | operating | 2021 |  | KS Orka Renewables PTE LTD |  | KS Orka Renewables PTE LTD |  |  | 0.7475 | 99.5751 | exact |  | Mandailing Natal |  | North Sumatra | South-eastern Asia | Asia | L700160 | G700262 |  |  | https://gem.wiki/Sorik_Marapi_geothermal_power_plant
2023-05-08 | Indonesia | Sorik Marapi geothermal power plant | 3 |  |  | 50 | 240 | unknown type | operating | 2022 |  | KS Orka Renewables PTE LTD |  | KS Orka Renewables PTE LTD |  |  | 0.7475 | 99.5751 | exact |  | Mandailing Natal |  | North Sumatra | South-eastern Asia | Asia | L700160 | G700263 |  |  | https://gem.wiki/Sorik_Marapi_geothermal_power_plant
2023-05-09 | Indonesia | Sorik Marapi geothermal power plant | 4 |  |  | 50 | 240 | unknown type | construction |  |  | KS Orka Renewables PTE LTD |  | KS Orka Renewables PTE LTD |  |  | 0.7475 | 99.5751 | exact |  | Mandailing Natal |  | North Sumatra | South-eastern Asia | Asia | L700160 | G700264 |  |  | https://gem.wiki/Sorik_Marapi_geothermal_power_plant
2023-05-09 | Indonesia | Sorik Marapi geothermal power plant | 5 |  |  | 50 | 240 | unknown type | announced |  |  | KS Orka Renewables PTE LTD |  | KS Orka Renewables PTE LTD |  |  | 0.7475 | 99.5751 | exact |  | Mandailing Natal |  | North Sumatra | South-eastern Asia | Asia | L700160 | G700265 |  |  | https://gem.wiki/Sorik_Marapi_geothermal_power_plant
2023-05-09 | Indonesia | Sungai Penuh geothermal power plant | 1 |  |  | 55 |  | unknown type | pre-construction | 2025 |  | Pertamina Geothermal Energy |  | Pertamina Geothermal Energy |  |  | -2.0625 | 101.4076 | approximate |  | Jambi Province | Kerinci Regency | Sumatra | South-eastern Asia | Asia | L700165 | G700270 |  |  | https://gem.wiki/Sungai_Penuh_geothermal_power_plant
2023-05-09 | Indonesia | Sungai Penuh geothermal power plant | 2 |  |  | 55 |  | unknown type | announced | 2025 |  | Pertamina Geothermal Energy |  | Pertamina Geothermal Energy |  |  | -2.0625 | 101.4076 | approximate |  | Jambi Province | Kerinci Regency | Sumatra | South-eastern Asia | Asia | L700165 | G700271 |  |  | https://gem.wiki/Sungai_Penuh_geothermal_power_plant
2023-05-08 | Indonesia | Tangkuban Perahu Ciater geothermal power plant | 1 |  |  | 55 | 110 | unknown type | pre-construction | 2024 |  |  |  | PT PLN (Persero) |  |  | -6.7367 | 107.6705 | approximate |  |  | Subang | West Java | South-eastern Asia | Asia | L700213 | G700372 |  |  | https://gem.wiki/Tangkuban_Perahu_Ciater_geothermal_power_plant
2023-05-08 | Indonesia | Tangkuban Perahu Ciater geothermal power plant | 2 |  |  | 55 | 110 | unknown type | pre-construction | 2024 |  |  |  | PT PLN (Persero) |  |  | -6.7367 | 107.6705 | approximate |  |  | Subang | West Java | South-eastern Asia | Asia | L700213 | G700373 |  |  | https://gem.wiki/Tangkuban_Perahu_Ciater_geothermal_power_plant
2023-05-08 | Indonesia | Ulubelu geothermal power plant | 1 |  |  | 55 | 220 | flash steam - single | operating | 2012 |  | Pertamina Geothermal Energy |  | Pertamina Geothermal Energy |  |  | -5.3096 | 104.5733 | exact |  | Tanggamus |  | Lampung | South-eastern Asia | Asia | L700185 | G700306 | WRI: WRI1001040 |  | https://gem.wiki/Ulubelu_geothermal_power_plant
2023-05-08 | Indonesia | Ulubelu geothermal power plant | 2 |  |  | 55 | 220 | flash steam - single | operating | 2012 |  | Pertamina Geothermal Energy |  | Pertamina Geothermal Energy |  |  | -5.3096 | 104.5733 | exact |  | Tanggamus |  | Lampung | South-eastern Asia | Asia | L700185 | G700307 | WRI: WRI1001040 |  | https://gem.wiki/Ulubelu_geothermal_power_plant
2023-05-08 | Indonesia | Ulubelu geothermal power plant | 3 |  |  | 55 | 220 | unknown type | operating | 2016 |  | Pertamina Geothermal Energy |  | Pertamina Geothermal Energy |  |  | -5.3050 | 104.5767 | exact |  | Tanggamus |  | Lampung | South-eastern Asia | Asia | L700185 | G700308 |  |  | https://gem.wiki/Ulubelu_geothermal_power_plant
2023-05-08 | Indonesia | Ulubelu geothermal power plant | 4 |  |  | 55 | 220 | unknown type | operating | 2017 |  | Pertamina Geothermal Energy |  | Pertamina Geothermal Energy |  |  | -5.3050 | 104.5767 | exact |  | Tanggamus |  | Lampung | South-eastern Asia | Asia | L700185 | G700309 |  |  | https://gem.wiki/Ulubelu_geothermal_power_plant
2023-05-08 | Indonesia | Ungaran geothermal power plant |  |  |  | 55 |  | unknown type | announced | 2025 |  |  |  | PT PLN (Persero) |  |  | -7.1366 | 110.3974 | approximate |  |  | Subang | West Java | South-eastern Asia | Asia | L700216 | G700379 |  |  | https://gem.wiki/Ungaran_geothermal_power_plant
2023-05-09 | Indonesia | Wayang Windu geothermal power plant | 1 |  |  | 110 | 227 | flash steam - single | operating | 2000 |  | Star Energy Geothermal |  | Star Energy Geothermal |  |  | -7.1966 | 107.6258 | exact |  | Bandung | Bandung Regency | West Java | South-eastern Asia | Asia | L700191 | G700319 | WRI: WRI1001044 |  | https://gem.wiki/Wayang_Windu_geothermal_power_plant
2023-05-09 | Indonesia | Wayang Windu geothermal power plant | 2 |  |  | 117 | 227 | unknown type | operating | 2009 |  | Star Energy Geothermal |  | Star Energy Geothermal |  |  | -7.1966 | 107.6258 | exact |  | Bandung | Bandung Regency | West Java | South-eastern Asia | Asia | L700191 | G700320 |  |  | https://gem.wiki/Wayang_Windu_geothermal_power_plant
2023-05-09 | Indonesia | Wayang Windu geothermal power plant | 3 |  |  | 60 | 227 | unknown type | shelved |  |  | Star Energy Geothermal |  | Star Energy Geothermal |  |  | -7.1966 | 107.6258 | exact |  | Bandung |  | West Java | South-eastern Asia | Asia | L700191 | G700321 |  |  | https://gem.wiki/Wayang_Windu_geothermal_power_plant
2023-05-02 | Italy | Bagnore geothermal power plant | 4 | Centrale geotermica Bagnore |  | 40 | 40 | dry steam | operating | 2014 |  | Enel Green Power |  | Enel Green Power |  |  | 42.8416 | 11.5588 | exact |  | Grosseto |  | Tuscany | Southern Europe | Europe | L700007 | G700012 | WRI: WRI1021456 |  | https://gem.wiki/Bagnore_geothermal_power_plant
2023-05-02 | Italy | Farinello geothermal power plant |  | Centrale geotermica Farinello |  | 60 | 60 | dry steam | operating | 1995 |  | Enel Green Power |  | Enel Green Power |  |  | 43.2388 | 10.9047 | exact |  | Pisa |  | Tuscany | Southern Europe | Europe | L700051 | G700079 | WRI: WRI1021364 |  | https://gem.wiki/Farinello_geothermal_power_plant
2023-05-02 | Italy | Nuova Radicondoli geothermal power plant |  | Centrale geotermica Nuova Radicondoli |  | 40 | 40 | dry steam | operating | 2002 |  | Enel Green Power |  | Enel Green Power |  |  | 43.1935 | 11.0446 | exact |  | Siena |  | Tuscany | Southern Europe | Europe | L700126 | G700206 | WRI: WRI1021348 |  | https://gem.wiki/Nuova_Radicondoli_geothermal_power_plant
2023-05-02 | Italy | Nuova San Martino geothermal power plant |  | Centrale geotermica Nuova San Martino |  | 40 | 40 | dry steam | operating | 2005 |  | Enel Green Power |  | Enel Green Power |  |  | 43.1452 | 10.8325 | exact |  | Grosseto |  | Tuscany | Southern Europe | Europe | L700127 | G700207 | WRI: WRI1021455 |  | https://gem.wiki/Nuova_San_Martino_geothermal_power_plant
2023-05-02 | Italy | Nuova Serrazzano geothermal power plant |  | Centrale geotermica Nuova Serrazzano |  | 60 | 60 | dry steam | operating | 2002 |  | Enel Green Power |  | Enel Green Power |  |  | 43.2040 | 10.8003 | exact |  | Pisa |  | Tuscany | Southern Europe | Europe | L700128 | G700208 | WRI: WRI1021382 |  | https://gem.wiki/Nuova_Serrazzano_geothermal_power_plant
2023-05-02 | Italy | Travale geothermal power plant | 4 | Centrale geotermica Travale |  | 40 | 40 | dry steam | operating | 2002 |  | Enel Green Power |  | Enel Green Power |  |  | 43.1708 | 11.0390 | exact |  | Grosseto |  | Tuscany | Southern Europe | Europe | L700180 | G700299 | WRI: WRI1021454 |  | https://gem.wiki/Travale_geothermal_power_plant
2023-05-02 | Italy | Valle Secolo geothermal power plant | 1 | Centrale geotermica di Larderello Valle Secolo |  | 60 | 120 | dry steam | operating | 1991 |  | Enel Green Power |  | Enel Green Power |  |  | 42.2362 | 10.8674 | exact |  | Grosseto |  | Tuscany | Southern Europe | Europe | L700186 | G700310 | WRI: WRI1002978 |  | https://gem.wiki/Valle_Secolo_geothermal_power_plant
2023-05-02 | Italy | Valle Secolo geothermal power plant | 2 | Centrale geotermica di Larderello Valle Secolo |  | 60 | 120 | dry steam | operating | 1991 |  | Enel Green Power |  | Enel Green Power |  |  | 42.2362 | 10.8674 | exact |  | Grosseto |  | Tuscany | Southern Europe | Europe | L700186 | G700311 | WRI: WRI1002978 |  | https://gem.wiki/Valle_Secolo_geothermal_power_plant
2023-05-02 | Japan | Hatchobara geothermal power plant | 1 | 九州電力（株） 八丁原発電所 | Hatchobaru Otake | 55 | 114 | flash steam - double | operating | 1977 |  | Kyushu Electric Power |  | Kyushu Electric Power |  |  | 33.1053 | 131.1874 | exact |  | Kusu County |  |  | Eastern Asia | Asia | L700060 | G700094 | WRI: WRI1020116 |  | https://gem.wiki/Hatchobara_geothermal_power_plant
2023-05-02 | Japan | Hatchobara geothermal power plant | 2 | 九州電力（株） 八丁原発電所 | Hatchobaru Otake | 55 | 114 | flash steam - double | operating | 1990 |  | Kyushu Electric Power |  | Kyushu Electric Power |  |  | 33.1053 | 131.1874 | exact |  | Kusu County |  |  | Eastern Asia | Asia | L700060 | G700095 | WRI: WRI1020116 |  | https://gem.wiki/Hatchobara_geothermal_power_plant
2023-05-02 | Japan | Kakkonda geothermal power plant | 1 | カコンダ地熱発電所 |  | 50 | 80 | flash steam - single | operating | 1978 |  | Tohoku Electric Power CO INC |  | Tohoku Electric Power CO INC |  |  | 39.8291 | 140.8649 | exact |  | Iwate County |  |  | Eastern Asia | Asia | L700070 | G700116 | WRI: WRI1020117 |  | https://gem.wiki/Kakkonda_geothermal_power_plant
2023-05-02 | Japan | Kakkonda geothermal power plant | 2 | カコンダ地熱発電所 |  | 30 | 80 | flash steam - single | operating | 1996 |  | Tohoku Electric Power CO INC |  | Tohoku Electric Power CO INC |  |  | 39.8291 | 140.8649 | exact |  | Iwate County |  |  | Eastern Asia | Asia | L700070 | G700117 | WRI: WRI1020117 |  | https://gem.wiki/Kakkonda_geothermal_power_plant
2023-05-02 | Japan | Kyuden Ogiri geothermal power plant |  | 九州電力(株) 大霧発電所 | Ogun | 30 | 30 | flash steam - single | operating | 1996 |  | Kyushu Electric Power |  | Kyushu Electric Power |  |  | 31.9318 | 130.7977 | exact | Kirishima |  |  |  | Eastern Asia | Asia | L700083 | G700136 | WRI: WRI1020121 |  | https://gem.wiki/Kyuden_Ogiri_geothermal_power_plant
2023-05-02 | Japan | Sumikawa geothermal power plant |  | 東北電力（株）澄川地熱発電所 |  | 50 | 50 | flash steam - single | operating | 1995 |  | Tohoku Electric Power CO INC |  | Tohoku Electric Power CO INC |  |  | 39.9813 | 140.7822 | exact | Kazuno |  |  |  | Eastern Asia | Asia | L700164 | G700269 | WRI: WRI1020125 |  | https://gem.wiki/Sumikawa_geothermal_power_plant
2023-05-02 | Japan | Wasabizawa geothermal power plant |  | 湯沢地熱（株) 山葵沢地熱発電所 |  | 46 | 46 | flash steam - double | operating | 2019 |  | Yuzawa Geothermal Power Generation CORP |  | Yuzawa Geothermal Power Generation CORP |  |  | 38.9859 | 140.5701 | exact | Yuzawa |  |  |  | Eastern Asia | Asia | L700190 | G700318 |  |  | https://gem.wiki/Wasabizawa_geothermal_power_plant
2023-05-02 | Japan | Yamakawa geothermal plant |  |  | Yamagawa | 30 | 30 | flash steam - single | operating | 1995 |  | Kyushu Electric Power |  | Kyushu Electric Power |  |  | 31.1908 | 130.6142 | exact | Ibusuki |  |  |  | Eastern Asia | Asia | L700192 | G700322 | WRI: WRI1020128 |  | https://gem.wiki/Yamakawa_geothermal_plant
2023-05-02 | Japan | Yanatsu Nishiyama geothermal power plant |  | 柳津西山地熱発電所 |  | 65 | 65 | flash steam - single | operating | 1995 |  | Tohoku Electric Power CO INC |  | Tohoku Electric Power CO INC |  |  | 37.4401 | 139.6940 | exact |  | Kawanuma County |  |  | Eastern Asia | Asia | L700193 | G700323 | WRI: WRI1020129 |  | https://gem.wiki/Yanatsu_Nishiyama_geothermal_power_plant
2023-05-02 | Kenya | Akiira One geothermal power plant | 1 |  | 1 | 70 | 140 | unknown type | pre-construction |  |  | Akiira Geothermal LTD |  | Frontier Energy |  |  | -0.3024 | 36.0805 | approximate |  |  |  | Nakuru | Sub-Saharan Africa | Africa | L700002 | G700004 |  |  | https://gem.wiki/Akiira_One_geothermal_power_plant
2023-05-02 | Kenya | Akiira One geothermal power plant | 2 |  |  | 70 | 140 | unknown type | pre-construction |  |  | Akiira Geothermal LTD |  | Frontier Energy |  |  | -0.3024 | 36.0805 | approximate |  |  |  | Nakuru | Sub-Saharan Africa | Africa | L700002 | G700005 |  |  | https://gem.wiki/Akiira_One_geothermal_power_plant
2023-05-02 | Kenya | Baringo-Silali geothermal power plant | Korosi |  |  | 100 |  | unknown type | pre-construction |  |  | Geothermal Development Company (GDC) |  | Geothermal Development Company (GDC) |  |  | 1.1689 | 36.1726 | approximate |  | Mount Silali |  | Baringo Province | Sub-Saharan Africa | Africa | L700009 | G700015 |  |  | https://gem.wiki/Baringo-Silali_geothermal_power_plant
2023-05-02 | Kenya | Baringo-Silali geothermal power plant | Paka |  |  | 100 |  | unknown type | pre-construction |  |  | Geothermal Development Company (GDC) |  | Geothermal Development Company (GDC) |  |  | 1.1689 | 36.1726 | approximate |  | Mount Silali |  | Baringo Province | Sub-Saharan Africa | Africa | L700009 | G700014 |  |  | https://gem.wiki/Baringo-Silali_geothermal_power_plant
2023-05-02 | Kenya | Baringo-Silali geothermal power plant | Silali |  |  | 100 |  | unknown type | pre-construction |  |  | Geothermal Development Company (GDC) |  | Geothermal Development Company (GDC) |  |  | 1.1689 | 36.1726 | approximate |  | Mount Silali |  | Baringo Province | Sub-Saharan Africa | Africa | L700009 | G700016 |  |  | https://gem.wiki/Baringo-Silali_geothermal_power_plant
2023-05-02 | Kenya | Menengai 1 geothermal power plant | 1 |  |  | 35 | 105 | unknown type | construction |  |  | Orpower Twenty Two LTD |  | Geothermal Development Company (GDC) |  |  | -0.2137 | 36.0591 | exact |  | Nakuru North |  | Nakuru | Sub-Saharan Africa | Africa | L700103 | G700174 |  |  | https://gem.wiki/Menengai_1_geothermal_power_plant
2023-05-02 | Kenya | Menengai 1 geothermal power plant | 2 |  |  | 35 | 105 | unknown type | construction |  |  | Quantum East Africa Power LTD |  | Geothermal Development Company (GDC) |  |  | -0.2137 | 36.0591 | exact |  | Nakuru North |  | Nakuru | Sub-Saharan Africa | Africa | L700103 | G700173 |  |  | https://gem.wiki/Menengai_1_geothermal_power_plant
2023-05-02 | Kenya | Menengai 1 geothermal power plant | 3 |  |  | 35 | 105 | unknown type | construction | 2023 |  | Sosian Energy |  | Geothermal Development Company (GDC) |  |  | -0.2137 | 36.0591 | exact |  | Nakuru North |  | Nakuru | Sub-Saharan Africa | Africa | L700103 | G700172 |  |  | https://gem.wiki/Menengai_1_geothermal_power_plant
2023-05-02 | Kenya | Menengai 2 geothermal power plant |  |  |  | 60 |  | flash steam - unknown | pre-construction |  |  | Geothermal Development Company (GDC) |  | Geothermal Development Company (GDC) |  |  | -0.1960 | 36.0630 | exact |  | Nakuru North |  | Nakuru | Sub-Saharan Africa | Africa | L700104 | G700175 |  |  | https://gem.wiki/Menengai_2_geothermal_power_plant
2023-05-02 | Kenya | Menengai 3 geothermal power plant | Future units |  |  | 300 |  | unknown type | announced |  |  | Geothermal Development Company (GDC) |  | Geothermal Development Company (GDC) |  |  | -0.1960 | 36.0630 | approximate |  |  |  | Nakuru | Sub-Saharan Africa | Africa | L700105 | G700176 |  |  | https://gem.wiki/Menengai_3_geothermal_power_plant
2023-05-02 | Kenya | Olkaria 1 geothermal power plant | 4 |  |  | 70 | 268 | unknown type | operating | 2015 |  | Kenya Electricity Generating Company (KenGen) |  | Kenya Electricity Generating Company (KenGen) |  |  | -0.8910 | 36.2961 | exact |  | Naivasha |  | Nakuru | Sub-Saharan Africa | Africa | L700130 | G700210 | WRI: WRI1061219 |  | https://gem.wiki/Olkaria_1_geothermal_power_plant
2023-05-02 | Kenya | Olkaria 1 geothermal power plant | 5 |  |  | 70 | 268 | unknown type | operating | 2015 |  | Kenya Electricity Generating Company (KenGen) |  | Kenya Electricity Generating Company (KenGen) |  |  | -0.8910 | 36.2961 | exact |  | Naivasha |  | Nakuru | Sub-Saharan Africa | Africa | L700130 | G700211 | WRI: WRI1061219 |  | https://gem.wiki/Olkaria_1_geothermal_power_plant
2023-05-02 | Kenya | Olkaria 1 geothermal power plant | 6 |  |  | 83 | 268 | unknown type | operating | 2022 |  | Kenya Electricity Generating Company (KenGen) |  | Kenya Electricity Generating Company (KenGen) |  |  | -0.8893 | 36.2557 | exact |  | Naivasha |  | Nakuru | Sub-Saharan Africa | Africa | L700130 | G700212 |  |  | https://gem.wiki/Olkaria_1_geothermal_power_plant
2023-05-02 | Kenya | Olkaria 2 geothermal power plant | 1 |  |  | 35 | 105 | flash steam - single | operating | 2003 |  | Kenya Electricity Generating Company (KenGen) |  | Kenya Electricity Generating Company (KenGen) |  |  | -0.8644 | 36.2985 | exact |  | Naivasha |  | Nakuru | Sub-Saharan Africa | Africa | L700131 | G700213 | WRI: WRI1061221 |  | https://gem.wiki/Olkaria_2_geothermal_power_plant
2023-05-02 | Kenya | Olkaria 2 geothermal power plant | 2 |  |  | 35 | 105 | flash steam - single | operating | 2003 |  | Kenya Electricity Generating Company (KenGen) |  | Kenya Electricity Generating Company (KenGen) |  |  | -0.8644 | 36.2985 | exact |  | Naivasha |  | Nakuru | Sub-Saharan Africa | Africa | L700131 | G700214 | WRI: WRI1061221 |  | https://gem.wiki/Olkaria_2_geothermal_power_plant
2023-05-02 | Kenya | Olkaria 2 geothermal power plant | 3 |  |  | 35 | 105 | flash steam - single | operating | 2010 |  | Kenya Electricity Generating Company (KenGen) |  | Kenya Electricity Generating Company (KenGen) |  |  | -0.8644 | 36.2985 | exact |  | Naivasha |  | Nakuru | Sub-Saharan Africa | Africa | L700131 | G700215 | WRI: WRI1061221 |  | https://gem.wiki/Olkaria_2_geothermal_power_plant
2023-05-02 | Kenya | Olkaria 3 geothermal power plant | 1 |  |  | 59 | 150 | binary cycle | operating | 2000 |  | Ormat Technology INC |  | Ormat Technology INC |  |  | -0.8890 | 36.2562 | exact |  | Naivasha |  | Nakuru | Sub-Saharan Africa | Africa | L700132 | G700216 | WRI: WRI1061220 |  | https://gem.wiki/Olkaria_3_geothermal_power_plant
2023-05-02 | Kenya | Olkaria 3 geothermal power plant | 2 |  |  | 36 | 150 | binary cycle | operating | 2009 |  | Ormat Technology INC |  | Ormat Technology INC |  |  | -0.8890 | 36.2562 | exact |  | Naivasha |  | Nakuru | Sub-Saharan Africa | Africa | L700132 | G700217 | WRI: WRI1061220 |  | https://gem.wiki/Olkaria_3_geothermal_power_plant
2023-05-02 | Kenya | Olkaria 4 geothermal power plant | 1 |  |  | 70 | 140 | flash steam - single | operating | 2014 |  | Kenya Electricity Generating Company (KenGen) |  | Kenya Electricity Generating Company (KenGen) |  |  | -0.9186 | 36.3338 | exact |  | Naivasha |  | Nakuru | Sub-Saharan Africa | Africa | L700133 | G700218 | WRI: WRI1061217 |  | https://gem.wiki/Olkaria_4_geothermal_power_plant
2023-05-02 | Kenya | Olkaria 4 geothermal power plant | 2 |  |  | 70 | 140 | flash steam - single | operating | 2014 |  | Kenya Electricity Generating Company (KenGen) |  | Kenya Electricity Generating Company (KenGen) |  |  | -0.9186 | 36.3338 | exact |  | Naivasha |  | Nakuru | Sub-Saharan Africa | Africa | L700133 | G700219 | WRI: WRI1061217 |  | https://gem.wiki/Olkaria_4_geothermal_power_plant
2023-05-02 | Kenya | Olkaria 5 geothermal power plant | 1 |  |  | 82 | 165 | flash steam - single | operating | 2019 |  | Kenya Electricity Generating Company (KenGen) |  | Kenya Electricity Generating Company (KenGen) |  |  | -0.9070 | 36.3232 | exact |  | Naivasha |  | Nakuru | Sub-Saharan Africa | Africa | L700134 | G700220 |  |  | https://gem.wiki/Olkaria_5_geothermal_power_plant
2023-05-02 | Kenya | Olkaria 5 geothermal power plant | 2 |  |  | 82 | 165 | flash steam - single | operating | 2019 |  | Kenya Electricity Generating Company (KenGen) |  | Kenya Electricity Generating Company (KenGen) |  |  | -0.9070 | 36.3232 | exact |  | Naivasha |  | Nakuru | Sub-Saharan Africa | Africa | L700134 | G700221 |  |  | https://gem.wiki/Olkaria_5_geothermal_power_plant
2023-05-02 | Kenya | Olkaria 6 geothermal power plant | 1 |  |  | 140 |  | unknown type | shelved |  |  | Kenya Electricity Generating Company (KenGen) |  | Kenya Electricity Generating Company (KenGen) |  |  | -0.8644 | 36.2985 | approximate |  | Sulmac Village |  | Nakuru | Sub-Saharan Africa | Africa | L700135 | G700222 |  |  | https://gem.wiki/Olkaria_6_geothermal_power_plant
2023-05-02 | Kenya | Olkaria 6 geothermal power plant | Future units |  |  | 420 |  | unknown type | construction |  |  | Kenya Electricity Generating Company (KenGen) |  | Kenya Electricity Generating Company (KenGen) |  |  | -0.8644 | 36.2985 | approximate |  | Sulmac Village |  | Nakuru | Sub-Saharan Africa | Africa | L700135 | G700223 |  |  | https://gem.wiki/Olkaria_6_geothermal_power_plant
2023-05-10 | Kenya | Olkaria 7 geothermal power plant |  |  |  | 140 |  | unknown type | announced |  |  | Kenya Electricity Generating Company (KenGen) |  | Kenya Electricity Generating Company (KenGen) |  |  | -0.8644 | 36.2985 | approximate |  | Nakuru County |  |  | Sub-Saharan Africa | Africa | L700218 | G700389 |  |  | https://gem.wiki/Olkaria_7_geothermal_power_plant
2023-05-02 | Kenya | Sosian Highland geothermal power plant | 1 |  |  | 50 |  | unknown type | pre-construction |  |  | Sosian Energy |  | Sosian Energy |  |  | 0.3009 | 36.6878 | approximate |  |  |  | Thome | Sub-Saharan Africa | Africa | L700161 | G700266 |  |  | https://gem.wiki/Sosian_Highland_geothermal_power_plant
2023-05-02 | Kenya | Suswa geothermal power plant | 1 |  |  | 100 | 300 | unknown type | pre-construction |  |  | Geothermal Development Company (GDC) |  | Geothermal Development Company (GDC) |  |  | -1.1727 | 36.3471 | approximate |  | Mount Suswa |  | Olesharo | Sub-Saharan Africa | Africa | L700167 | G700273 |  |  | https://gem.wiki/Suswa_geothermal_power_plant
2023-05-02 | Kenya | Suswa geothermal power plant | 2 |  |  | 100 | 300 | unknown type | pre-construction |  |  | Geothermal Development Company (GDC) |  | Geothermal Development Company (GDC) |  |  | -1.1727 | 36.3471 | approximate |  | Mount Suswa |  | Olesharo | Sub-Saharan Africa | Africa | L700167 | G700274 |  |  | https://gem.wiki/Suswa_geothermal_power_plant
2023-05-02 | Kenya | Suswa geothermal power plant | 3 |  |  | 100 | 300 | unknown type | pre-construction |  |  | Geothermal Development Company (GDC) |  | Geothermal Development Company (GDC) |  |  | -1.1727 | 36.3471 | approximate |  | Mount Suswa |  | Olesharo | Sub-Saharan Africa | Africa | L700167 | G700275 |  |  | https://gem.wiki/Suswa_geothermal_power_plant
2023-05-10 | Laos | Laos North geothermal power plant | 1 |  |  | 1000 |  | unknown type | pre-construction |  |  |  |  | GEIOS Next Gen Hybrid Geothermal Solution; Lao Development and Investment (LDIC) |  |  | 20.2762 | 102.6244 | approximate |  |  |  | Luang Prabang Province | South-eastern Asia | Asia | L700219 | G700390 |  |  | https://gem.wiki/Laos_North_geothermal_power_plant
2023-05-10 | Laos | Laos South geothermal power plant | 2 |  |  | 1000 |  | unknown type | pre-construction |  |  |  |  | GEIOS Next Gen Hybrid Geothermal Solution; Lao Development and Investment (LDIC) |  |  | 16.2817 | 106.1510 | approximate |  |  |  | Luang Prabang Province | South-eastern Asia | Asia | L700220 | G700391 |  |  | https://gem.wiki/Laos_South_geothermal_power_plant
2023-05-02 | Mexico | Cerro Prieto 1 geothermal power plant | 1 | Central geotérmica Cerro Prieto 1 |  | 38 | 30 | flash steam - single | retired | 1973 | 2016 | Comisión Federal de Electricidad (CFE) | Comisión Federal de Electricidad (CFE) | Comisión Federal de Electricidad (CFE) | Comisión Federal de Electricidad (CFE) |  | 32.3985 | -115.2379 | exact |  | Municipio de Mexicali |  | Baja California | Latin America and the Caribbean | Americas | L700027 | G700038 | WRI: MEX0006611 |  | https://gem.wiki/Cerro_Prieto_1_geothermal_power_plant
2023-05-02 | Mexico | Cerro Prieto 1 geothermal power plant | 2 | Central geotérmica Cerro Prieto 1 |  | 38 | 30 | flash steam - single | retired | 1973 | 2016 | Comisión Federal de Electricidad (CFE) | Comisión Federal de Electricidad (CFE) | Comisión Federal de Electricidad (CFE) | Comisión Federal de Electricidad (CFE) |  | 32.3985 | -115.2379 | exact |  | Municipio de Mexicali |  | Baja California | Latin America and the Caribbean | Americas | L700027 | G700039 | WRI: MEX0006611 |  | https://gem.wiki/Cerro_Prieto_1_geothermal_power_plant
2023-05-02 | Mexico | Cerro Prieto 1 geothermal power plant | 3 | Central geotérmica Cerro Prieto 1 |  | 38 | 30 | flash steam - single | retired | 1979 | 2016 | Comisión Federal de Electricidad (CFE) | Comisión Federal de Electricidad (CFE) | Comisión Federal de Electricidad (CFE) | Comisión Federal de Electricidad (CFE) |  | 32.3985 | -115.2379 | exact |  | Municipio de Mexicali |  | Baja California | Latin America and the Caribbean | Americas | L700027 | G700040 | WRI: MEX0006611 |  | https://gem.wiki/Cerro_Prieto_1_geothermal_power_plant
2023-05-02 | Mexico | Cerro Prieto 1 geothermal power plant | 4 | Central geotérmica Cerro Prieto 1 |  | 38 | 30 | flash steam - single | retired | 1979 | 2016 | Comisión Federal de Electricidad (CFE) | Comisión Federal de Electricidad (CFE) | Comisión Federal de Electricidad (CFE) | Comisión Federal de Electricidad (CFE) |  | 32.3985 | -115.2379 | exact |  | Municipio de Mexicali |  | Baja California | Latin America and the Caribbean | Americas | L700027 | G700041 | WRI: MEX0006611 |  | https://gem.wiki/Cerro_Prieto_1_geothermal_power_plant
2023-05-02 | Mexico | Cerro Prieto 1 geothermal power plant | 5 | Central geotérmica Cerro Prieto 1 |  | 30 | 30 | flash steam - single | operating | 1982 |  | Comisión Federal de Electricidad (CFE) | Comisión Federal de Electricidad (CFE) | Comisión Federal de Electricidad (CFE) | Comisión Federal de Electricidad (CFE) |  | 32.3985 | -115.2379 | exact |  | Municipio de Mexicali |  | Baja California | Latin America and the Caribbean | Americas | L700027 | G700042 | WRI: MEX0006611 |  | https://gem.wiki/Cerro_Prieto_1_geothermal_power_plant
2023-05-02 | Mexico | Cerro Prieto 2 geothermal power plant | 6 | Central geotérmica Cerro Prieto 2 |  | 110 | 220 | flash steam - double | operating | 1986 |  | Comisión Federal de Electricidad (CFE) | Comisión Federal de Electricidad (CFE) | Comisión Federal de Electricidad (CFE) | Comisión Federal de Electricidad (CFE) |  | 32.4047 | -115.2113 | exact |  | Municipio de Mexicali |  | Baja California | Latin America and the Caribbean | Americas | L700028 | G700043 | WRI: MEX0001868 |  | https://gem.wiki/Cerro_Prieto_2_geothermal_power_plant
2023-05-02 | Mexico | Cerro Prieto 2 geothermal power plant | 7 | Central geotérmica Cerro Prieto 2 |  | 110 | 220 | flash steam - double | operating | 1987 |  | Comisión Federal de Electricidad (CFE) | Comisión Federal de Electricidad (CFE) | Comisión Federal de Electricidad (CFE) | Comisión Federal de Electricidad (CFE) |  | 32.4047 | -115.2113 | exact |  | Municipio de Mexicali |  | Baja California | Latin America and the Caribbean | Americas | L700028 | G700044 | WRI: MEX0001868 |  | https://gem.wiki/Cerro_Prieto_2_geothermal_power_plant
2023-05-02 | Mexico | Cerro Prieto 3 geothermal power plant | 8 | Central geotérmica Cerro Prieto 3 |  | 110 | 220 | flash steam - double | operating | 1986 |  | Comisión Federal de Electricidad (CFE) | Comisión Federal de Electricidad (CFE) | Comisión Federal de Electricidad (CFE) | Comisión Federal de Electricidad (CFE) |  | 32.4126 | -115.2433 | exact |  | Municipio de Mexicali |  | Baja California | Latin America and the Caribbean | Americas | L700029 | G700045 | WRI: MEX0001868 |  | https://gem.wiki/Cerro_Prieto_3_geothermal_power_plant
2023-05-02 | Mexico | Cerro Prieto 3 geothermal power plant | 9 | Central geotérmica Cerro Prieto 3 |  | 110 | 220 | flash steam - double | operating | 1987 |  | Comisión Federal de Electricidad (CFE) | Comisión Federal de Electricidad (CFE) | Comisión Federal de Electricidad (CFE) | Comisión Federal de Electricidad (CFE) |  | 32.4126 | -115.2433 | exact |  | Municipio de Mexicali |  | Baja California | Latin America and the Caribbean | Americas | L700029 | G700046 | WRI: MEX0001868 |  | https://gem.wiki/Cerro_Prieto_3_geothermal_power_plant
2023-05-02 | Mexico | Cerro Prieto 5 geothermal power plant | 10 | Central geotérmica Cerro Prieto 5 |  | 50 | 100 | flash steam - double | operating | 2012 |  | Comisión Federal de Electricidad (CFE) | Comisión Federal de Electricidad (CFE) | Comisión Federal de Electricidad (CFE) | Comisión Federal de Electricidad (CFE) |  | 32.4227 | -115.2205 | approximate |  |  | Ejido Hidalgo | Baja California | Latin America and the Caribbean | Americas | L700030 | G700047 |  |  | https://gem.wiki/Cerro_Prieto_5_geothermal_power_plant
2023-05-02 | Mexico | Cerro Prieto 5 geothermal power plant | 11 | Central geotérmica Cerro Prieto 5 |  | 50 | 100 | flash steam - double | operating | 2012 |  | Comisión Federal de Electricidad (CFE) | Comisión Federal de Electricidad (CFE) | Comisión Federal de Electricidad (CFE) | Comisión Federal de Electricidad (CFE) |  | 32.4227 | -115.2205 | approximate |  |  | Ejido Hidalgo | Baja California | Latin America and the Caribbean | Americas | L700030 | G700048 |  |  | https://gem.wiki/Cerro_Prieto_5_geothermal_power_plant
2023-05-02 | Mexico | Los Azufres geothermal power plant | 17 | Central geotérmica Los Azufres 3 | Phase 1 | 50 | 242 | flash steam - single | operating | 2015 |  | Comisión Federal de Electricidad (CFE) | Comisión Federal de Electricidad (CFE) | Comisión Federal de Electricidad (CFE) | Comisión Federal de Electricidad (CFE) |  | 19.7901 | -100.6668 | exact |  | Hidalgo |  | Michoacán | Latin America and the Caribbean | Americas | L700089 | G700145 |  |  | https://gem.wiki/Los_Azufres_geothermal_power_plant
2023-05-02 | New Zealand | Kawerau geothermal power plant |  |  |  | 100 | 100 | flash steam - double | operating | 2008 |  | Mercury NZ LTD |  | Mercury NZ LTD |  |  | -38.0631 | 176.7272 | exact |  | Kawerau District |  | Bay of Plenty | Australia and New Zealand | Oceania | L700077 | G700128 | WRI: WRI1000327 |  | https://gem.wiki/Kawerau_geothermal_power_plant
2023-05-02 | New Zealand | Mōkai geothermal power plant |  |  |  | 110 | 110 | binary cycle | operating | 2000 |  | Mercury NZ LTD |  | Tuaropaki Power Company [75%]; Mercury NZ LTD [25%] |  |  | -38.5312 | 175.9268 | exact |  | Taupō District |  | Waikato | Australia and New Zealand | Oceania | L700109 | G700183 | WRI: WRI1000320 |  | https://gem.wiki/Mōkai_geothermal_power_plant
2023-05-02 | New Zealand | Nga Awa Purua geothermal power plant |  |  | Rotokawa II, Taonga | 140 | 140 | flash steam - triple | operating | 2010 |  | Mercury NZ LTD |  | Mighty River Power [75%]; Tauhara North 2 Trust [25%] |  |  | -38.6143 | 176.1825 | exact |  | Taupō District |  | Waikato | Australia and New Zealand | Oceania | L700121 | G700201 | WRI: WRI1000326 |  | https://gem.wiki/Nga_Awa_Purua_geothermal_power_plant
2023-05-02 | New Zealand | Ngatamariki geothermal power plant |  |  |  | 100 | 100 | binary cycle | operating | 2013 |  | Mighty River Power |  | Mighty River Power |  |  | -38.5731 | 176.1953 | exact |  | Taupō District |  | Waikato | Australia and New Zealand | Oceania | L700122 | G700202 |  |  | https://gem.wiki/Ngatamariki_geothermal_power_plant
2023-05-02 | New Zealand | Ngāwhā geothermal power station |  |  | OEC4, Ngawha-2 | 32 | 32 | unknown type | operating | 2021 |  | Top Energy LTD |  | Top Energy LTD |  |  | -35.4176 | 173.8522 | exact | Kaikohe-Hokianga Community | Far North District |  | Northland | Australia and New Zealand | Oceania | L700123 | G700203 |  |  | https://gem.wiki/Ngāwhā_geothermal_power_station
2023-05-02 | New Zealand | Ohaaki geothermal power plant |  |  |  | 104 | 104 | flash steam - single | operating | 1989 |  | Contact Energy LTD |  | Contact Energy LTD |  |  | -38.5279 | 176.2937 | exact |  | Taupō District |  | Waikato | Australia and New Zealand | Oceania | L700129 | G700209 | WRI: WRI1000332 |  | https://gem.wiki/Ohaaki_geothermal_power_plant
2023-05-02 | New Zealand | Poihipi Road geothermal power station |  |  |  | 50 | 50 | flash steam - single | operating | 1997 |  | Contact Energy LTD |  | Contact Energy LTD |  |  | -38.6298 | 176.0413 | exact |  | Taupō District |  | Waikato | Australia and New Zealand | Oceania | L700141 | G700234 |  |  | https://gem.wiki/Poihipi_Road_geothermal_power_station
2023-05-02 | New Zealand | Rotokawa I geothermal power plant |  |  |  | 34 | 34 | binary cycle | operating | 2000 |  | Mercury NZ LTD |  | Mighty River Power [50%]; Tauhara North 2 Trust [50%] |  |  | -38.6125 | 176.1932 | exact |  | Taupō District |  | Waikato | Australia and New Zealand | Oceania | L700150 | G700246 | WRI: WRI1000325 |  | https://gem.wiki/Rotokawa_I_geothermal_power_plant
2023-05-02 | New Zealand | Tauhara geothermal power plant |  |  |  | 168 |  | unknown type | construction | 2023 |  | Contact Energy LTD |  | Contact Energy LTD |  |  | -38.6667 | 176.1567 | exact |  | Taupō District |  | Waikato | Australia and New Zealand | Oceania | L700170 | G700279 |  |  | https://gem.wiki/Tauhara_geothermal_power_plant
2023-05-02 | New Zealand | Te Mihi geothermal power plant | 1 |  |  | 83 | 166 | flash steam - double | operating | 2014 |  | Contact Energy LTD |  | Contact Energy LTD |  | The project required 450 staff during the peak construction time. With limited geothermal EPC experience in New Zealand, international experts were brought in. | -38.6164 | 176.0380 | exact |  | Taupō District |  | Waikato | Australia and New Zealand | Oceania | L700171 | G700280 |  |  | https://gem.wiki/Te_Mihi_geothermal_power_plant
2023-05-02 | New Zealand | Te Mihi geothermal power plant | 2 |  |  | 83 | 166 | flash steam - double | operating | 2014 |  | Contact Energy LTD |  | Contact Energy LTD |  | " | -38.6164 | 176.0380 | exact |  | Taupō District |  | Waikato | Australia and New Zealand | Oceania | L700171 | G700281 |  |  | https://gem.wiki/Te_Mihi_geothermal_power_plant
2023-05-02 | New Zealand | Te Mihi geothermal power plant | Future units |  | THIB | 180 | 166 | unknown type | announced |  |  | Contact Energy LTD |  | Contact Energy LTD |  |  | -38.6164 | 176.0380 | exact |  | Taupō District |  | Waikato | Australia and New Zealand | Oceania | L700171 | G700282 |  |  | https://gem.wiki/Te_Mihi_geothermal_power_plant
2023-05-02 | New Zealand | Tikitere geothermal power plant |  |  |  | 45 |  | unknown type | cancelled |  |  | Ormat Technology INC |  | Ormat Technology INC |  |  | -38.0843 | 176.3595 | approximate |  |  | Tikitere | Rotorua | Australia and New Zealand | Oceania | L700177 | G700289 |  |  | https://gem.wiki/Tikitere_geothermal_power_plant
2023-05-02 | New Zealand | Wairakei geothermal power plant | B-11 |  |  | 30 | 132 | flash steam - double | operating | 1958 | 2031 | Contact Energy LTD |  | Contact Energy LTD |  |  | -38.6266 | 176.1055 | exact |  | Taupō District |  | Waikato | Australia and New Zealand | Oceania | L700189 | G700314 | WRI: WRI1000331 |  | https://gem.wiki/Wairakei_geothermal_power_plant
2023-05-02 | New Zealand | Wairakei geothermal power plant | B-12 |  |  | 30 | 132 | flash steam - double | operating | 1958 | 2031 | Contact Energy LTD |  | Contact Energy LTD |  |  | -38.6266 | 176.1055 | exact |  | Taupō District |  | Waikato | Australia and New Zealand | Oceania | L700189 | G700315 | WRI: WRI1000331 |  | https://gem.wiki/Wairakei_geothermal_power_plant
2023-05-02 | New Zealand | Wairakei geothermal power plant | B-13 |  |  | 30 | 132 | flash steam - double | operating | 1958 | 2031 | Contact Energy LTD |  | Contact Energy LTD |  |  | -38.6266 | 176.1055 | exact |  | Taupō District |  | Waikato | Australia and New Zealand | Oceania | L700189 | G700316 | WRI: WRI1000331 |  | https://gem.wiki/Wairakei_geothermal_power_plant
2023-05-02 | New Zealand | Wairakei geothermal power plant | Future units |  |  | 40 | 132 | unknown type | announced |  |  | Contact Energy LTD |  | Contact Energy LTD |  |  | -38.6266 | 176.1055 | exact |  | Taupō District |  | Waikato | Australia and New Zealand | Oceania | L700189 | G700317 |  |  | https://gem.wiki/Wairakei_geothermal_power_plant
2023-05-02 | Nicaragua | Casita - San Cristóbal geothermal power plant |  | Central geotérmica Casita - San Cristóbal | Casita geothermal project | 35 |  | unknown type | cancelled |  |  | Empresa Nicaragüense de Electricidad (ENEL) |  | Empresa Nicaragüense de Electricidad (ENEL) [50%]; Polaris Energy Nicaragua [50%] |  |  | 12.7231 | -87.0836 | approximate |  |  | San Cristóbal | Chinadega | Latin America and the Caribbean | Americas | L700024 | G700035 |  |  | https://gem.wiki/Casita_-_San_Cristóbal_geothermal_power_plant
2023-05-02 | Nicaragua | Momotombo geothermal power plant | 1 | Central geotérmica Momotombo |  | 35 | 70 | flash steam - single | operating | 1983 |  | DisNorte-DisSur |  | DisNorte-DisSur |  |  | 12.3940 | -86.5418 | exact |  |  |  | Leon | Latin America and the Caribbean | Americas | L700110 | G700185 | WRI: GEODB0043595 |  | https://gem.wiki/Momotombo_geothermal_power_plant
2023-05-02 | Nicaragua | Momotombo geothermal power plant | 2 | Central geotérmica Momotombo |  | 35 | 70 | flash steam - single | operating | 1989 |  | DisNorte-DisSur |  | DisNorte-DisSur |  |  | 12.3940 | -86.5418 | exact |  |  |  | Leon | Latin America and the Caribbean | Americas | L700110 | G700184 | WRI: GEODB0043595 |  | https://gem.wiki/Momotombo_geothermal_power_plant
2023-05-02 | Nicaragua | San Jacinto - Tizate geothermal power plant | 1 | Central geotérmica San Jacinto - Tizate |  | 36 | 72 | flash steam - single | operating | 2013 |  | Polaris Energy Nicaragua |  | Polaris Energy Nicaragua |  |  | 12.6088 | -86.7730 | exact |  |  |  | Leon | Latin America and the Caribbean | Americas | L700154 | G700252 | WRI: GEODB0043607 |  | https://gem.wiki/San_Jacinto_-_Tizate_geothermal_power_plant
2023-05-02 | Nicaragua | San Jacinto - Tizate geothermal power plant | 2 | Central geotérmica San Jacinto - Tizate |  | 36 | 72 | flash steam - single | operating | 2013 |  | Polaris Energy Nicaragua |  | Polaris Energy Nicaragua |  |  | 12.6088 | -86.7730 | exact |  |  |  | Leon | Latin America and the Caribbean | Americas | L700154 | G700253 | WRI: GEODB0043607 |  | https://gem.wiki/San_Jacinto_-_Tizate_geothermal_power_plant
2023-05-02 | Papua New Guinea | Lihir Island geothermal power plant | 2 |  |  | 30 | 56 | flash steam - single | operating | 2007 |  | Newcrest Mining Limited |  | Newcrest Mining Limited |  |  | -3.1245 | 152.6464 | exact |  |  |  | New Ireland | Melanesia | Oceania | L700087 | G700142 | WRI: WRI1022423 |  | https://gem.wiki/Lihir_Island_geothermal_power_plant
2023-05-02 | Papua New Guinea | Lihir Island geothermal power plant | 3 |  |  | 40 | 56 | unknown type | cancelled |  |  | Newcrest Mining Limited |  | Newcrest Mining Limited |  |  | -3.1245 | 152.6464 | exact |  |  |  | New Ireland | Melanesia | Oceania | L700087 | G700143 | WRI: WRI1022423 |  | https://gem.wiki/Lihir_Island_geothermal_power_plant
2023-05-02 | Peru | Cabanaconde geothermal power plant |  | Central geotérmica Cabanaconde |  | 100 |  | unknown type | shelved |  |  | Energy Development CORP (EDC) |  | Energy Development CORP (EDC) |  |  | -15.6220 | -71.9798 | approximate |  | Cabanaconde | Caylloma | Arequipa | Latin America and the Caribbean | Americas | L700022 | G700032 |  |  | https://gem.wiki/Cabanaconde_geothermal_power_plant
2023-05-04 | Philippines | Amacan geothermal power plant |  |  |  | 50 | 50 | unknown type | pre-construction |  |  |  |  | Energy Development CORP (EDC) |  |  | 7.5113 | 125.9569 | approximate |  | Mawab |  | Davao de Oro | South-eastern Asia | Asia | L700225 | G700406 |  |  | https://gem.wiki/Amacan_geothermal_power_plant
2023-05-03 | Philippines | Bac-Man geothermal power plant | 1.1 |  | Bacon-Manito | 55 | 150 | flash steam - single | operating | 1993 |  | Energy Development CORP (EDC) |  | Energy Development CORP (EDC) |  |  | 13.0547 | 123.9678 | exact | Sorsogon City |  |  | Sorsogon | South-eastern Asia | Asia | L700006 | G700010 | WRI: WRI1001889 |  | https://gem.wiki/Bac-Man_geothermal_power_plant
2023-05-03 | Philippines | Bac-Man geothermal power plant | 1.2 |  | Bacon-Manito | 55 | 150 | flash steam - single | operating | 1993 |  | Energy Development CORP (EDC) |  | Energy Development CORP (EDC) |  |  | 13.0547 | 123.9678 | exact | Sorsogon City |  |  | Sorsogon | South-eastern Asia | Asia | L700006 | G700011 | WRI: WRI1001889 |  | https://gem.wiki/Bac-Man_geothermal_power_plant
2023-05-04 | Philippines | Baua-Sikaw geothermal power plant |  |  |  | 45 | 45 | unknown type | pre-construction |  |  |  |  | Pan Pacific Power Phillippines CORP |  |  | 18.3822 | 122.1445 | approximate |  | Santa Ana |  | Cagayan | South-eastern Asia | Asia | L700226 | G700409 |  |  | https://gem.wiki/Baua-Sikaw_geothermal_power_plant
2023-05-04 | Philippines | Biliran geothermal power plant |  |  |  | 50 | 50 | unknown type | pre-construction |  |  |  |  | Biliran Geothermal INC |  |  | 11.5993 | 124.4839 | approximate |  | Naval |  | Biliran | South-eastern Asia | Asia | L700227 | G700410 |  |  | https://gem.wiki/Biliran_geothermal_power_plant
2023-05-04 | Philippines | Cagua-Baua geothermal power plant |  |  |  | 45 | 45 | unknown type | pre-construction |  |  |  |  | Pan Pacific Power Phillippines CORP |  |  | 18.3822 | 122.1445 | approximate |  | Santa Ana |  | Cagayan | South-eastern Asia | Asia | L700228 | G700411 |  |  | https://gem.wiki/Cagua-Baua_geothermal_power_plant
2023-05-15 | Philippines | Dauin geothermal power plant |  |  |  | 40 |  | unknown type | announced | 2025 |  | Energy Development CORP (EDC) |  | Energy Development CORP (EDC) |  |  | 9.2304 | 123.2008 | approximate |  |  | Dauin | Negros Oriental | South-eastern Asia | Asia | L700038 | G700059 |  |  | https://gem.wiki/Dauin_geothermal_power_plant
2023-05-16 | Philippines | Kalinga geothermal power plant | Future units |  |  | 120 |  | unknown type | pre-construction | 2026 |  |  |  | Guidance Management CORP [33%]; APC Group [33%]; Allfirst LLC [33%] |  |  | 17.2481 | 121.1234 | approximate |  |  | Tinglayan | Kalinga | South-eastern Asia | Asia | L700071 | G700118 |  |  | https://gem.wiki/Kalinga_geothermal_power_plant
2023-05-16 | Philippines | Kayabon geothermal power plant | 1 |  |  | 30 | 50 | unknown type | announced | 2026 |  | Energy Development CORP (EDC) |  | Energy Development CORP (EDC) |  |  | 12.2549 | 123.5327 | approximate |  |  | Cayabon | Masbate | South-eastern Asia | Asia | L700078 | G700129 |  |  | https://gem.wiki/Kayabon_geothermal_power_plant
2023-05-03 | Philippines | Mahanagdong geothermal facility | A1 |  | Leyte Mahanagdong | 60 | 180 | flash steam - double | operating | 1997 |  | Energy Development CORP (EDC) |  | Energy Development CORP (EDC) |  |  | 11.1309 | 124.6695 | exact | Ormoc |  | Leyte 4th District | Leyte | South-eastern Asia | Asia | L700092 | G700150 | WRI: WRI1001942 |  | https://gem.wiki/Mahanagdong_geothermal_facility
2023-05-03 | Philippines | Mahanagdong geothermal facility | A2 |  | Leyte Mahanagdong | 60 | 180 | flash steam - double | operating | 1997 |  | Energy Development CORP (EDC) |  | Energy Development CORP (EDC) |  |  | 11.1309 | 124.6695 | exact | Ormoc |  | Leyte 4th District | Leyte | South-eastern Asia | Asia | L700092 | G700151 | WRI: WRI1001942 |  | https://gem.wiki/Mahanagdong_geothermal_facility
2023-05-03 | Philippines | Mahanagdong geothermal facility | B1 |  | Leyte Mahanagdong | 60 | 180 | unknown type | operating | 1997 |  | Energy Development CORP (EDC) |  | Energy Development CORP (EDC) |  |  | 11.1309 | 124.6695 | exact | Ormoc |  | Leyte 4th District | Leyte | South-eastern Asia | Asia | L700092 | G700152 | WRI: WRI1001942 |  | https://gem.wiki/Mahanagdong_geothermal_facility
2023-05-03 | Philippines | Makban geothermal power plant | 1 |  |  | 63 | 458 | flash steam - double | operating | 1979 |  | AP Renewables INC (APRI) |  | AboitizPower CORP |  |  | 14.0917 | 121.2143 | exact |  |  |  | Laguna | South-eastern Asia | Asia | L700094 | G700154 | WRI: WRI1001888 |  | https://gem.wiki/Makban_geothermal_power_plant
2023-05-03 | Philippines | Makban geothermal power plant | 2 |  |  | 63 | 458 | flash steam - double | operating | 1979 |  | AP Renewables INC (APRI) |  | AboitizPower CORP |  |  | 14.0917 | 121.2143 | exact |  |  |  | Laguna | South-eastern Asia | Asia | L700094 | G700155 | WRI: WRI1001888 |  | https://gem.wiki/Makban_geothermal_power_plant
2023-05-03 | Philippines | Makban geothermal power plant | 3 |  |  | 63 | 458 | flash steam - single | operating | 1980 |  | AP Renewables INC (APRI) |  | AboitizPower CORP |  |  | 14.0917 | 121.2143 | exact |  |  |  | Laguna | South-eastern Asia | Asia | L700094 | G700156 | WRI: WRI1001888 |  | https://gem.wiki/Makban_geothermal_power_plant
2023-05-03 | Philippines | Makban geothermal power plant | 4 |  |  | 63 | 458 | flash steam - single | operating | 1980 |  | AP Renewables INC (APRI) |  | AboitizPower CORP |  |  | 14.0917 | 121.2143 | exact |  |  |  | Laguna | South-eastern Asia | Asia | L700094 | G700157 | WRI: WRI1001888 |  | https://gem.wiki/Makban_geothermal_power_plant
2023-05-03 | Philippines | Makban geothermal power plant | 5 |  |  | 55 | 458 | flash steam - single | operating | 1981 |  | AP Renewables INC (APRI) |  | AboitizPower CORP |  |  | 14.0917 | 121.2143 | exact |  |  |  | Laguna | South-eastern Asia | Asia | L700094 | G700158 | WRI: WRI1001888 |  | https://gem.wiki/Makban_geothermal_power_plant
2023-05-03 | Philippines | Makban geothermal power plant | 6 |  |  | 55 | 458 | unknown type | operating | 1982 |  | AP Renewables INC (APRI) |  | AboitizPower CORP |  |  | 14.0917 | 121.2143 | exact |  |  |  | Laguna | South-eastern Asia | Asia | L700094 | G700159 | WRI: WRI1001888 |  | https://gem.wiki/Makban_geothermal_power_plant
2023-05-03 | Philippines | Malitbog geothermal power plant | 1 |  | Leyte Malitbog | 78 | 232 | flash steam - single | operating | 1996 |  | Energy Development CORP (EDC) |  | Energy Development CORP (EDC) |  |  | 11.1525 | 124.6492 | exact | Ormoc |  | Leyte 4th District | Leyte | South-eastern Asia | Asia | L700095 | G700160 |  |  | https://gem.wiki/Malitbog_geothermal_power_plant
2023-05-03 | Philippines | Malitbog geothermal power plant | 2 |  | Leyte Malitbog | 78 | 232 | flash steam - single | operating | 1997 |  | Energy Development CORP (EDC) |  | Energy Development CORP (EDC) |  |  | 11.1525 | 124.6492 | exact | Ormoc |  | Leyte 4th District | Leyte | South-eastern Asia | Asia | L700095 | G700161 |  |  | https://gem.wiki/Malitbog_geothermal_power_plant
2023-05-03 | Philippines | Malitbog geothermal power plant | 3 |  | Leyte Malitbog | 78 | 232 | flash steam - single | operating | 1997 |  | Energy Development CORP (EDC) |  | Energy Development CORP (EDC) |  |  | 11.1525 | 124.6492 | exact | Ormoc |  | Leyte 4th District | Leyte | South-eastern Asia | Asia | L700095 | G700162 |  |  | https://gem.wiki/Malitbog_geothermal_power_plant
2023-05-03 | Philippines | Mindanao geothermal power plant | 1 |  | Mt. Apo geothermal plant | 52 | 107 | flash steam - single | operating | 1997 |  | Energy Development CORP (EDC) |  | Energy Development CORP (EDC) |  |  | 7.0127 | 125.2198 | exact | Kidapawan |  |  | North Cotabato | South-eastern Asia | Asia | L700106 | G700177 | WRI: WRI1001956 |  | https://gem.wiki/Mindanao_geothermal_power_plant
2023-05-03 | Philippines | Mindanao geothermal power plant | 2 |  | Mt. Apo geothermal plant | 54 | 107 | flash steam - single | operating | 1999 |  | Energy Development CORP (EDC) |  | Energy Development CORP (EDC) |  |  | 7.0127 | 125.2198 | exact | Kidapawan |  |  | North Cotabato | South-eastern Asia | Asia | L700106 | G700178 | WRI: WRI1001956 |  | https://gem.wiki/Mindanao_geothermal_power_plant
2023-05-16 | Philippines | Mindanao geothermal power plant | 3 |  | Mt. Apo geothermal plant | 50 | 107 | flash steam - single | cancelled |  |  | Energy Development CORP (EDC) |  | Energy Development CORP (EDC) |  |  | 7.0127 | 125.2198 | exact | Kidapawan |  |  | North Cotabato | South-eastern Asia | Asia | L700106 | G700179 |  |  | https://gem.wiki/Mindanao_geothermal_power_plant
2023-05-16 | Philippines | Mount Labo geothermal power plant |  |  | Del Gallego, Labo | 30 |  | unknown type | pre-construction |  |  | Energy Development CORP (EDC) |  | Energy Development CORP (EDC) |  |  | 14.0137 | 122.7871 | approximate |  |  | Labo | Camarines Sur | South-eastern Asia | Asia | L700111 | G700186 |  |  | https://gem.wiki/Mount_Labo_geothermal_power_plant
2023-05-04 | Philippines | Mount Natib geothermal power plant |  |  |  | 40 | 40 | unknown type | pre-construction |  |  |  |  | Clean Rock Renewable Energy Resources CORP |  |  | 14.7625 | 120.4902 | approximate |  | Samal |  | Bataan | South-eastern Asia | Asia | L700229 | G700416 |  |  | https://gem.wiki/Mount_Natib_geothermal_power_plant
2023-05-04 | Philippines | Mount Parker geothermal power plant |  |  |  | 60 | 60 | unknown type | pre-construction |  |  |  |  | Eoll and Gas CO INC |  |  | 6.2512 | 124.5886 | approximate |  |  |  | South Cotabato | South-eastern Asia | Asia | L700230 | G700417 |  |  | https://gem.wiki/Mount_Parker_geothermal_power_plant
2023-05-03 | Philippines | Nasulo geothermal power plant |  |  |  | 40 | 40 | unknown type | operating | 2014 |  | Energy Development CORP (EDC) |  | Energy Development CORP (EDC) |  |  | 9.2805 | 123.1531 | exact |  |  |  | Negros Oriental | South-eastern Asia | Asia | L700115 | G700191 |  |  | https://gem.wiki/Nasulo_geothermal_power_plant
2023-05-16 | Philippines | Northern Negros geothermal power plant |  |  |  | 50 |  | flash steam - single | retired |  | 2013 | Energy Development CORP (EDC) |  | Energy Development CORP (EDC) |  |  | 10.4840 | 123.1017 | exact | Bago |  |  | Negros Occidental | South-eastern Asia | Asia | L700125 | G700205 |  |  | https://gem.wiki/Northern_Negros_geothermal_power_plant
2023-05-03 | Philippines | Palinpinon 1 geothermal power plant | 1 |  |  | 38 | 112 | flash steam - single | operating | 1983 |  | Energy Development CORP (EDC) |  | Energy Development CORP (EDC) |  |  | 9.2950 | 123.1723 | exact |  |  |  | Negros Oriental | South-eastern Asia | Asia | L700136 | G700224 | WRI: WRI1001941 |  | https://gem.wiki/Palinpinon_1_geothermal_power_plant
2023-05-03 | Philippines | Palinpinon 1 geothermal power plant | 2 |  |  | 38 | 112 | flash steam - single | operating | 1983 |  | Energy Development CORP (EDC) |  | Energy Development CORP (EDC) |  |  | 9.2950 | 123.1723 | exact |  |  |  | Negros Oriental | South-eastern Asia | Asia | L700136 | G700225 | WRI: WRI1001941 |  | https://gem.wiki/Palinpinon_1_geothermal_power_plant
2023-05-03 | Philippines | Palinpinon 1 geothermal power plant | 3 |  |  | 38 | 112 | flash steam - single | operating | 1983 |  | Energy Development CORP (EDC) |  | Energy Development CORP (EDC) |  |  | 9.2950 | 123.1723 | exact |  |  |  | Negros Oriental | South-eastern Asia | Asia | L700136 | G700226 | WRI: WRI1001941 |  | https://gem.wiki/Palinpinon_1_geothermal_power_plant
2023-05-16 | Philippines | Rangas geothermal power plant |  |  |  | 40 |  | unknown type | cancelled |  |  | Energy Development CORP (EDC) |  | Energy Development CORP (EDC) |  |  | 12.8025 | 124.0009 | approximate |  | Rangas | Sorsogon | Bicol | South-eastern Asia | Asia | L700145 | G700239 |  |  | https://gem.wiki/Rangas_geothermal_power_plant
2023-05-04 | Philippines | Southern Leytre geothermal power plant |  |  |  | 40 | 40 | unknown type | pre-construction |  |  |  |  | Repower Energy Development CORP |  |  | 10.3080 | 125.2022 | approximate |  |  |  | Southern Leyte | South-eastern Asia | Asia | L700232 | G700419 |  |  | https://gem.wiki/Southern_Leytre_geothermal_power_plant
2023-05-04 | Philippines | Tayabas Lucban geothermal power plant |  |  |  | 31 | 31 | unknown type | pre-construction |  |  |  |  | SKI Construction Group INC |  |  | 13.9730 | 121.6208 | approximate |  |  |  | Quezon | South-eastern Asia | Asia | L700233 | G700420 |  |  | https://gem.wiki/Tayabas_Lucban_geothermal_power_plant
2023-05-04 | Philippines | Tiaong geothermal power plant |  |  |  | 62 | 62 | unknown type | pre-construction |  |  |  |  | SKI Construction Group INC |  |  | 13.9402 | 121.3418 | approximate |  |  |  | Quezon | South-eastern Asia | Asia | L700234 | G700421 |  |  | https://gem.wiki/Tiaong_geothermal_power_plant
2023-05-03 | Philippines | Tiwi geothermal power plant | 1 |  |  | 60 | 330 | flash steam - single | operating | 1979 |  | AP Renewables INC (APRI) |  | AboitizPower CORP |  |  | 13.4655 | 123.6486 | exact |  |  |  | Albay | South-eastern Asia | Asia | L700178 | G700290 | WRI: WRI1001890 |  | https://gem.wiki/Tiwi_geothermal_power_plant
2023-05-03 | Philippines | Tiwi geothermal power plant | 2 |  |  | 60 | 330 | flash steam - single | operating | 1979 |  | AP Renewables INC (APRI) |  | AboitizPower CORP |  |  | 13.4655 | 123.6486 | exact |  |  |  | Albay | South-eastern Asia | Asia | L700178 | G700291 | WRI: WRI1001890 |  | https://gem.wiki/Tiwi_geothermal_power_plant
2023-05-03 | Philippines | Tiwi geothermal power plant | 3 |  |  | 55 | 330 | flash steam - single | operating | 1980 |  | AP Renewables INC (APRI) |  | AboitizPower CORP |  |  | 13.4655 | 123.6486 | exact |  |  |  | Albay | South-eastern Asia | Asia | L700178 | G700292 | WRI: WRI1001890 |  | https://gem.wiki/Tiwi_geothermal_power_plant
2023-05-03 | Philippines | Tiwi geothermal power plant | 4 |  |  | 55 | 330 | unknown type | operating | 1980 |  | AP Renewables INC (APRI) |  | AboitizPower CORP |  |  | 13.4655 | 123.6486 | exact |  |  |  | Albay | South-eastern Asia | Asia | L700178 | G700293 | WRI: WRI1001890 |  | https://gem.wiki/Tiwi_geothermal_power_plant
2023-05-03 | Philippines | Tiwi geothermal power plant | 5 |  |  | 43 | 330 | unknown type | operating | 1981 |  | AP Renewables INC (APRI) |  | AboitizPower CORP |  |  | 13.4655 | 123.6486 | exact |  |  |  | Albay | South-eastern Asia | Asia | L700178 | G700294 | WRI: WRI1001890 |  | https://gem.wiki/Tiwi_geothermal_power_plant
2023-05-03 | Philippines | Tiwi geothermal power plant | 6 |  |  | 57 | 330 | unknown type | operating | 1980 |  | AP Renewables INC (APRI) |  | AboitizPower CORP |  |  | 13.4655 | 123.6486 | exact |  |  |  | Albay | South-eastern Asia | Asia | L700178 | G700295 | WRI: WRI1001890 |  | https://gem.wiki/Tiwi_geothermal_power_plant
2023-05-03 | Philippines | Tongonan geothermal power plant | 1 |  |  | 38 | 112 | unknown type | operating | 1983 |  | Energy Development CORP (EDC) |  | Energy Development CORP (EDC) |  |  | 11.1612 | 124.6371 | exact |  |  | Leyte 4th District | Leyte | South-eastern Asia | Asia | L700179 | G700296 |  |  | https://gem.wiki/Tongonan_geothermal_power_plant
2023-05-03 | Philippines | Tongonan geothermal power plant | 2 |  |  | 38 | 112 | unknown type | operating | 1983 |  | Energy Development CORP (EDC) |  | Energy Development CORP (EDC) |  |  | 11.1612 | 124.6371 | exact |  |  | Leyte 4th District | Leyte | South-eastern Asia | Asia | L700179 | G700297 |  |  | https://gem.wiki/Tongonan_geothermal_power_plant
2023-05-03 | Philippines | Tongonan geothermal power plant | 3 |  |  | 38 | 112 | unknown type | operating | 1983 |  | Energy Development CORP (EDC) |  | Energy Development CORP (EDC) |  |  | 11.1612 | 124.6371 | exact |  |  | Leyte 4th District | Leyte | South-eastern Asia | Asia | L700179 | G700298 |  |  | https://gem.wiki/Tongonan_geothermal_power_plant
2023-05-03 | Russia | Mutnovskaya GeoPP geothermal power plant |  |  |  | 50 | 50 | flash steam - single | operating | 2001 |  | RusHydro |  | RusHydro |  |  | 52.5353 | 158.2011 | exact |  | Yelizovsky District |  | Kamchatka Krai | Eastern Europe | Europe | L700114 | G700190 | WRI: WRI1061706 |  | https://gem.wiki/Mutnovskaya_GeoPP_geothermal_power_plant
2023-05-10 | Saint Kitts and Nevis | Nevis geothermal power plant | Expansion |  |  | 30 |  | unknown type | announced |  |  |  |  | Nevis Electric Company Limited (NEVLEC); Nevis Island Administration (NIA) |  |  | 17.1421 | -62.6062 | exact | Charlestown | Hamilton Estate |  |  | Latin America and the Caribbean | Americas | L700237 | G700426 |  |  | https://gem.wiki/Nevis_geothermal_power_plant
2023-05-04 | Tanzania | Ngozi geothermal power plant | 1 |  | Ngozi Field | 30 |  | unknown type | pre-construction |  |  |  |  | Tanzania Geothermal Development Company (TGDC) |  |  | -9.2556 | 33.6434 | approximate |  |  | Rungwe District | Mbeya Region | Sub-Saharan Africa | Africa | L700240 | G700429 |  |  | https://gem.wiki/Ngozi_geothermal_power_plant
2023-05-04 | Tanzania | Ngozi geothermal power plant | Future units |  | Ngozi Field | 40 |  | unknown type | announced |  |  |  |  | Tanzania Geothermal Development Company (TGDC) |  |  | -9.2556 | 33.6434 | approximate |  |  | Rungwe District | Mbeya Region | Sub-Saharan Africa | Africa | L700240 | G700430 |  |  | https://gem.wiki/Ngozi_geothermal_power_plant
2023-05-04 | Türkiye | Alaşehir 1 geothermal power plant | 1 |  |  | 45 | 45 | flash steam - double | operating | 2015 |  | Zorlu Enerji |  | Zorlu Enerji |  |  | 38.4002 | 28.4311 | exact | Manisa | Alaşehir |  |  | Western Asia | Asia | L700003 | G700007 | WRI: WRI1018958 |  | https://gem.wiki/Alaşehir_1_geothermal_power_plant
2023-05-04 | Türkiye | Alaşehir 3 geothermal power plant |  |  |  | 50 | 50 | unknown type | pre-construction |  |  |  |  | Zorlu Enerji |  |  | 38.4002 | 28.4311 | approximate |  |  | Alaşehir | Manisa | Western Asia | Asia | L700242 | G700432 |  |  | https://gem.wiki/Alaşehir_3_geothermal_power_plant
2023-05-04 | Türkiye | Dora 3 geothermal power plant |  |  |  | 34 | 34 | binary cycle | operating | 2014 |  |  |  | MB Holding |  |  | 37.8570 | 28.0716 | exact |  | Köşk |  |  | Western Asia | Asia | L700043 | G700067 | WRI: WRI1018960 |  | https://gem.wiki/Dora_3_geothermal_power_plant
2023-05-04 | Türkiye | Efeler geothermal power plant | 1 |  | Galip Hoca, Efeler Gürmat-1 geothermal power plant | 47 | 260 | flash steam - double | operating | 2009 |  | Mogan Enerji Yatirim Holding [85%]; Güriş Holding AS [4.72%]; Güriş Inşaat ve Muhendislik [4.72%]; Gurenerji Elektrik Uretim [0.56%]; Mr. Müsfik Hamdi Yamantürk [5%] |  | Mogan Enerji Yatirim Holding |  |  | 37.8848 | 27.6304 | exact |  | Germencik |  | Aydin | Western Asia | Asia | L700046 | G700070 | WRI: WRI1018957 |  | https://gem.wiki/Efeler_geothermal_power_plant
2023-05-04 | Türkiye | Efeler Gürmat-2 geothermal power plant | 1 |  |  | 47 | 260 | flash steam - double | operating | 2014 |  | Mogan Enerji Yatirim Holding [85%]; Güriş Holding AS [4.72%]; Güriş Inşaat ve Muhendislik [4.72%]; Gurenerji Elektrik Uretim [0.56%]; Mr. Müsfik Hamdi Yamantürk [5%] |  | Mogan Enerji Yatirim Holding |  |  | 37.8674 | 27.6477 | exact |  | İncirliova |  | Aydin | Western Asia | Asia | L700047 | G700071 | WRI: WRI1018954 |  | https://gem.wiki/Efeler_Gürmat-2_geothermal_power_plant
2023-05-04 | Türkiye | Efeler Gürmat-2 geothermal power plant | 8 |  |  | 50 | 260 | binary cycle | operating | 2021 |  | Mogan Enerji Yatirim Holding [85%]; Güriş Holding AS [4.72%]; Güriş Inşaat ve Muhendislik [4.72%]; Gurenerji Elektrik Uretim [0.56%]; Mr. Müsfik Hamdi Yamantürk [5%] |  | Mogan Enerji Yatirim Holding |  |  | 37.8644 | 27.6441 | exact |  | Germencik |  | Aydin | Western Asia | Asia | L700047 | G700072 |  |  | https://gem.wiki/Efeler_Gürmat-2_geothermal_power_plant
2023-05-04 | Türkiye | Germencik geothermal power plant |  |  | Gurmat geothermal power plant | 170 |  | unknown type | pre-construction |  |  | Gurmat Electric Generation |  | Gurmat Electric Generation |  | The project will generate employment opportunities totaling at 450 new jobs: 350 temporary jobs during construction, and 100 permanent positions during operation. The company committed to employ the workforce and procure the materials to the extent possible from the local market. | 37.8373 | 27.8503 | approximate |  |  |  | Aydın | Western Asia | Asia | L700245 | G700440 |  |  | https://gem.wiki/Germencik_geothermal_power_plant
2023-05-04 | Türkiye | Greeneco Sarayköy geothermal plant | 7 |  |  | 49 | 102 | unknown type | announced |  |  |  |  | Greeneco Enerji Elektrik Üretim AS |  |  | 37.9346 | 28.7969 | approximate | Sarayköy |  |  | Denizli | Western Asia | Asia | L700057 | G700086 |  |  | https://gem.wiki/Greeneco_Sarayköy_geothermal_plant
2023-05-04 | Türkiye | Karataş geothermal plant |  |  |  | 100 |  | unknown type | cancelled |  |  |  |  | Zorlu Enerji |  |  | 37.9489 | 28.8801 | approximate | Karataş |  | Sarayköy | Denizli | Western Asia | Asia | L700074 | G700125 |  |  | https://gem.wiki/Karataş_geothermal_plant
2023-05-04 | Türkiye | Kızıldere-2 geothermal power plant |  |  | Kızıldere-1 & 2 Geothermal Power Plant Ext. & Reh., Kizildere Zorlu | 80 | 80 | flash steam - triple | operating | 2013 |  | Zorlu Enerji |  | Zorlu Enerji |  |  | 37.9499 | 28.8354 | exact | Denizli | Sarayköy |  | Denizli | Western Asia | Asia | L700079 | G700130 | WRI: WRI1018955 |  | https://gem.wiki/Kızıldere-2_geothermal_power_plant
2023-05-04 | Türkiye | Kızıldere-3 geothermal power plant | 1 |  |  | 100 | 165 | flash steam - triple | operating | 2017 |  | Zorlu Enerji |  | Zorlu Enerji |  |  | 37.9498 | 28.8430 | approximate | Denizli |  |  | Denizli | Western Asia | Asia | L700080 | G700132 |  |  | https://gem.wiki/Kızıldere-3_geothermal_power_plant
2023-05-04 | Türkiye | Kızıldere-3 geothermal power plant | 2 |  |  | 66 | 165 | flash steam - triple | operating | 2018 |  | Zorlu Enerji |  | Zorlu Enerji |  |  | 37.9498 | 28.8430 | approximate | Denizli |  |  | Denizli | Western Asia | Asia | L700080 | G700131 |  |  | https://gem.wiki/Kızıldere-3_geothermal_power_plant
2023-05-04 | Türkiye | Kızıldere-4 geothermal power plant |  |  |  | 60 |  | unknown type | pre-construction | 2025 |  |  |  | Zorlu Enerji |  |  | 38.6126 | 27.4334 | approximate | Manisa |  |  |  | Western Asia | Asia | L700081 | G700133 |  |  | https://gem.wiki/Kızıldere-4_geothermal_power_plant
2023-05-04 | Türkiye | Maspo Ala-2 geothermal power plant |  |  |  | 30 | 30 | binary cycle | operating | 2019 |  |  |  | Maspo Energy AS |  |  | 38.4222 | 28.3892 | exact |  | Alaşehir |  |  | Western Asia | Asia | L700097 | G700165 |  |  | https://gem.wiki/Maspo_Ala-2_geothermal_power_plant
2023-05-04 | Türkiye | Melih geothermal plant |  |  |  | 33 | 33 | binary cycle | operating | 2018 |  |  |  | Ormat Technology INC |  |  | 37.9110 | 27.6404 | exact |  | Germencik |  |  | Western Asia | Asia | L700102 | G700171 |  |  | https://gem.wiki/Melih_geothermal_plant
2023-05-04 | Türkiye | Mis 3 geothermal plant |  |  |  | 48 | 48 | binary cycle | operating | 2019 |  | Soyak |  |  |  |  | 38.3872 | 28.4099 | exact |  | Alaşehir |  |  | Western Asia | Asia | L700108 | G700182 |  |  | https://gem.wiki/Mis_3_geothermal_plant
2023-05-04 | Türkiye | PamukÖren geothermal power plant | 6 |  |  | 32 | 176 | binary cycle | operating | 2019 |  |  |  | Celikler Holding |  |  | 37.9167 | 28.5305 | exact |  | Kuyucak |  |  | Western Asia | Asia | L700137 | G700227 | WRI: WRI1018956 |  | https://gem.wiki/PamukÖren_geothermal_power_plant
2023-05-04 | Türkiye | Salihli JES-3 geothermal power plant |  |  |  | 30 | 30 | binary cycle | operating | 2019 |  |  |  | Sanko Enerji SAN TIC AS |  |  | 38.4917 | 28.0887 | exact |  | Salihli |  |  | Western Asia | Asia | L700152 | G700248 |  |  | https://gem.wiki/Salihli_JES-3_geothermal_power_plant
2023-05-04 | Türkiye | Sarı Zeybek geothermal power plant |  | Sarı Zeybek Jeotermal Enerji Santrali |  | 54 |  | unknown type | pre-construction |  |  |  |  | Güriş Holding AS |  |  | 37.8472 | 27.8337 | approximate |  | Kızılcaköy Mahallesi | Efeler | Aydın | Western Asia | Asia | L700156 | G700255 |  |  | https://gem.wiki/Sarı_Zeybek_geothermal_power_plant
2023-05-04 | Türkiye | Tekkehamam 2 geothermal power plant |  |  |  | 35 | 35 | unknown type | pre-construction |  |  |  |  | Zorlu Enerji |  |  | 37.7817 | 29.0796 | approximate |  |  |  | Denizli | Western Asia | Asia | L700249 | G700456 |  |  | https://gem.wiki/Tekkehamam_2_geothermal_power_plant
2023-05-04 | Türkiye | Türkerler 3 geothermal power plant | 1 |  | Türkerler JES-3, Alaşehir-3 | 30 | 30 | binary cycle | operating | 2018 |  |  |  | Turkeler Energy |  |  | 38.6126 | 27.4334 | approximate | Manisa |  |  |  | Western Asia | Asia | L700184 | G700305 |  |  | https://gem.wiki/Türkerler_3_geothermal_power_plant
2023-05-04 | Türkiye | Türkerler 3 geothermal power plant | 2 |  | Türkerler JES-3, Alaşehir-4 | 30 | 30 | binary cycle | pre-construction |  |  |  |  | Turkeler Energy |  |  | 38.6126 | 27.4334 | approximate | Manisa |  |  |  | Western Asia | Asia | L700184 | G700304 |  |  | https://gem.wiki/Türkerler_3_geothermal_power_plant
2023-05-04 | Türkiye | Türkerler 3 geothermal power plant | 3 |  | Türkerler JES-3, Alaşehir-4 | 30 | 30 | binary cycle | pre-construction |  |  |  |  | Turkeler Energy |  |  | 38.6126 | 27.4334 | approximate |  |  |  | Manisa | Western Asia | Asia | L700184 | G700459 |  |  | https://gem.wiki/Türkerler_3_geothermal_power_plant
2023-05-04 | Türkiye | Türkerler 3 geothermal power plant | 4 |  | Türkerler JES-3, Alaşehir-4 | 30 | 30 | binary cycle | pre-construction |  |  |  |  | Turkeler Energy |  |  | 38.6126 | 27.4334 | approximate |  |  |  | Manisa | Western Asia | Asia | L700184 | G700460 |  |  | https://gem.wiki/Türkerler_3_geothermal_power_plant
2023-05-04 | Uganda | Buranga geothermal power plant |  |  |  | 100 |  | unknown type | pre-construction | 2025 |  | Gids Consult LTD |  | Gids Consult Ltd |  |  | 0.8332 | 30.1664 | approximate |  |  |  | Mongiro | Sub-Saharan Africa | Africa | L700021 | G700031 |  |  | https://gem.wiki/Buranga_geothermal_power_plant
2023-05-04 | Uganda | Katwe geothermal power plant |  |  | Katwe-Kikorongo | 200 |  | unknown type | pre-construction | 2024 |  | AAE Systems INC |  | AAE Systems INC |  |  | -0.0804 | 29.9193 | approximate |  |  | Kasese | Kampala | Sub-Saharan Africa | Africa | L700076 | G700127 |  |  | https://gem.wiki/Katwe_geothermal_power_plant
2023-05-03 | United States | Big Geysers geothermal plant | 13 |  | Geysers geothermal plant U13 | 138 | 138 | dry steam | operating | 1980 |  | Geysers Power Co LLC |  | Calpine CORP |  |  | 38.7770 | -122.7450 | exact |  | Sonoma County |  | California | Northern America | Americas | L700011 | G700018 | EIA: 286, WRI: USA0000286 |  | https://gem.wiki/Big_Geysers_geothermal_plant
2023-05-03 | United States | Blue Mountain geothermal plant |  |  | Faulkner I, NGP Blue Mountain | 50 | 50 | binary cycle | operating | 2010 |  |  |  | AltaRock Energy |  |  | 40.9952 | -118.1420 | exact |  | Humboldt County |  | Nevada | Northern America | Americas | L700015 | G700024 | EIA: 56982, WRI: USA0056982 |  | https://gem.wiki/Blue_Mountain_geothermal_plant
2023-05-03 | United States | Blundell 1 geothermal plant |  |  |  | 31 | 31 | flash steam - unknown | operating | 1984 |  | PacifiCorp |  | PacifiCorp |  |  | 38.4889 | -112.8533 | exact |  | Beaver County |  | Utah | Northern America | Americas | L700016 | G700025 | EIA: 299, WRI: USA0000299 |  | https://gem.wiki/Blundell_1_geothermal_plant
2023-05-15 | United States | Blundell 3 geothermal plant |  |  |  | 30 |  | unknown type | cancelled |  |  | PacifiCorp |  | PacifiCorp |  |  | 38.4889 | -112.8533 | exact |  | Beaver County |  | Utah | Northern America | Americas | L700017 | G700026 | EIA: 299 |  | https://gem.wiki/Blundell_3_geothermal_plant
2023-05-03 | United States | Bottle Rock Power geothermal plant |  |  |  | 55 | 55 | flash steam - single | operating | 1985 |  | Bottle Rock Power LLC |  | Baseload Clean Energy Partners |  |  | 38.8348 | -122.7677 | exact |  | Lake County |  | California | Northern America | Americas | L700019 | G700029 | EIA: 902, WRI: USA0000902 |  | https://gem.wiki/Bottle_Rock_Power_geothermal_plant
2023-05-03 | United States | Calistoga geothermal plant | 1 |  |  | 88 | 176 | dry steam | operating | 1984 |  | Geysers Power Co LLC |  | Geysers Power Co LLC |  |  | 38.7879 | -122.7434 | exact |  | Lake County |  | California | Northern America | Americas | L700023 | G700034 | EIA: 50066, WRI: USA0050066 |  | https://gem.wiki/Calistoga_geothermal_plant
2023-05-03 | United States | Calistoga geothermal plant | 2 |  | Geysers geothermal plant U19 | 88 | 176 | dry steam | operating | 1984 |  | Geysers Power Co LLC |  | Geysers Power Co LLC |  |  | 38.7894 | -122.7455 | exact |  | Lake County |  | California | Northern America | Americas | L700023 | G700033 | EIA: 50066 |  | https://gem.wiki/Calistoga_geothermal_plant
2023-05-11 | United States | Casa Diablo 4 geothermal power plant |  |  | Mammoth Complex | 30 |  | binary cycle | operating | 2022 |  | Ormat Technology INC |  | Ormat Technology INC |  |  | 37.6449 | -118.9149 | exact |  | Mono County |  | California | Northern America | Americas | L700258 | G700471 | EIA: 63490 |  | https://gem.wiki/Casa_Diablo_4_geothermal_power_plant
2023-05-03 | United States | CE Leathers geothermal plant | 1 |  | Leathers geothermal facility | 46 | 46 | flash steam - double | operating | 1989 |  | CalEnergy Operating CORP |  | CalEnergy Operating CORP |  |  | 33.1779 | -115.5650 | exact |  | Imperial County |  | California | Northern America | Americas | L700025 | G700036 | EIA: 10631, WRI: USA0010631 |  | https://gem.wiki/CE_Leathers_geothermal_plant
2023-05-11 | United States | Churchill Valley geothermal power plant |  |  | Fervo Churchill Valley | 115 |  | unknown type | announced | 2026 |  |  |  | East Bay Community Energy (EBCE) |  |  | 39.5322 | -118.2545 | approximate |  | Churchill County |  | Nevada | Northern America | Americas | L700260 | G700473 |  |  | https://gem.wiki/Churchill_Valley_geothermal_power_plant
2023-05-03 | United States | Cobb Creek geothermal plant | 12 |  | Geysers geothermal plant U12 | 110 | 110 | dry steam | operating | 1979 |  | Geysers Power Co LLC |  | Calpine CORP |  |  | 38.7770 | -122.7450 | exact |  | Sonoma County |  | California | Northern America | Americas | L700033 | G700051 | EIA: 286, WRI: USA0000286 |  | https://gem.wiki/Cobb_Creek_geothermal_plant
2023-05-03 | United States | Coso BLM geothermal plant | GEN1-3 |  |  | 90 | 90 | flash steam - double | operating | 1987 |  | Coso Operating Co LLC |  | Atlantica Sustainable Infrastructure |  | There are 80 operating company employees located on site. | 36.0372 | -117.7981 | exact |  | Inyo County |  | California | Northern America | Americas | L700035 | G700054 | EIA: 10873, WRI: USA0010875 |  | https://gem.wiki/Coso_BLM_geothermal_plant
2023-05-15 | United States | Crump Geyser geothermal plant |  |  |  | 30 |  | unknown type | cancelled |  |  |  |  | Ormat Technology INC; Nevada Geothermal Power CO |  |  | 42.1774 | -119.8986 | approximate | Adel |  |  | Oregon | Northern America | Americas | L700036 | G700055 |  |  | https://gem.wiki/Crump_Geyser_geothermal_plant
2023-05-11 | United States | D-J Basin geothermal power plant | Future units |  |  | 395 |  | unknown type | announced |  |  | Geothermal Technologies INC |  |  |  |  | 40.5953 | -104.6008 | approximate |  | Weld County |  | Colorado | Northern America | Americas | L700261 | G700475 |  |  | https://gem.wiki/D-J_Basin_geothermal_power_plant
2023-05-03 | United States | Del Ranch geothermal project |  |  | A W Hoch geothermal plant | 46 | 46 | flash steam - double | operating | 1988 |  | CalEnergy Operating CORP |  | CalEnergy Operating CORP |  |  | 33.1646 | -115.6160 | exact |  | Imperial County |  | California | Northern America | Americas | L700039 | G700060 | EIA: 10632, WRI: USA0010632 |  | https://gem.wiki/Del_Ranch_geothermal_project
2023-05-15 | United States | Dixie Meadows 2 Geothermal Development Project |  |  |  | 30 |  | binary cycle | cancelled |  |  |  |  | Ormat Technology INC |  |  | 39.7905 | -118.0812 | exact |  | Churchill County |  | Nevada | Northern America | Americas | L700042 | G700066 |  |  | https://gem.wiki/Dixie_Meadows_2_Geothermal_Development_Project
2023-05-03 | United States | Eagle Rock geothermal plant | 11 |  | Geysers geothermal plant U11 | 110 | 110 | dry steam | operating | 1975 |  | Geysers Power Co LLC |  | Calpine CORP |  |  | 38.7770 | -122.7450 | exact |  | Sonoma County |  | California | Northern America | Americas | L700044 | G700068 | EIA: 286, WRI: USA0000286 |  | https://gem.wiki/Eagle_Rock_geothermal_plant
2023-05-15 | United States | East Brawley geothermal plant |  |  |  | 50 |  | binary cycle | cancelled |  |  |  |  | Nevada Geothermal Power CO |  |  | 33.0172 | -115.5108 | exact | Brawley | Imperial County |  | California | Northern America | Americas | L700045 | G700069 |  |  | https://gem.wiki/East_Brawley_geothermal_plant
2023-05-03 | United States | Elmore geothermal project | 1 |  | J J Elmore geothermal plant | 46 | 46 | flash steam - double | operating | 1988 |  | CalEnergy Operating CORP |  | CalEnergy Operating CORP |  |  | 33.1777 | -115.6033 | exact |  | Imperial County |  | California | Northern America | Americas | L700049 | G700074 | EIA: 10634, WRI: USA0010634 |  | https://gem.wiki/Elmore_geothermal_project
2023-05-15 | United States | Fourmile Hill geothermal project | 1 |  |  | 50 |  | unknown type | cancelled |  |  | Calpine CORP |  |  |  |  | 41.5633 | -121.5708 | exact |  | Siskiyou County | CAL Fire Northern Region | California | Northern America | Americas | L700053 | G700081 | EIA: 55845 |  | https://gem.wiki/Fourmile_Hill_geothermal_project
2023-05-03 | United States | Fumarole geothermal plant | 1 |  | Geysers geothermal plant U10 | 55 |  | dry steam | retired | 1973 | 2006 | Geysers Power Co LLC |  | Calpine CORP |  |  | 38.7770 | -122.7450 | exact |  | Sonoma County |  | California | Northern America | Americas | L700054 | G700082 | EIA: 286 |  | https://gem.wiki/Fumarole_geothermal_plant
2023-05-03 | United States | Fumarole geothermal plant | 2 |  | Geysers geothermal plant U9 | 110 |  | dry steam | retired | 1973 | 2006 | Geysers Power Co LLC |  | Calpine CORP |  |  | 38.7770 | -122.7450 | exact |  | Sonoma County |  | California | Northern America | Americas | L700054 | G700083 | EIA: 286 |  | https://gem.wiki/Fumarole_geothermal_plant
2023-05-03 | United States | Galena 1 geothermal plant |  |  | Richard Burdette goethermal plant | 30 | 30 | binary cycle | operating | 2006 |  |  |  | Ormat Technology INC |  |  | 39.3908 | -119.7546 | exact |  | Washoe County |  | Nevada | Northern America | Americas | L700055 | G700084 | EIA: 65321, WRI: USA0056321 |  | https://gem.wiki/Galena_1_geothermal_plant
2023-05-03 | United States | Grant geothermal plant | 20 |  | Geysers geothermal plant U20 | 118 | 118 | dry steam | operating | 1985 |  | Geysers Power Co LLC |  | Calpine CORP |  |  | 38.7770 | -122.7450 | exact |  | Sonoma County |  | California | Northern America | Americas | L700056 | G700085 | EIA: 286, WRI: USA0000286 |  | https://gem.wiki/Grant_geothermal_plant
2023-05-15 | United States | Hawthorne Army Depot geothermal plant |  |  |  | 30 |  | unknown type | cancelled | [7 empty] | 38.4815 | -118.4983 | approximate |  | Mineral County |  | Nevada | Northern America | Americas | L700061 | G700096 |  |  | https://gem.wiki/Hawthorne_Army_Depot_geothermal_plant
2023-05-03 | United States | Heber 1 Geothermal |  |  |  | 52 | 52 | binary cycle | operating | 1985 |  | ORCAL Geothermal INC |  | Ormat Technology INC |  |  | 32.7146 | -115.5180 | exact |  | Imperial County |  | California | Northern America | Americas | L700062 | G700097 | EIA: 54689, WRI: USA0054689 |  | https://gem.wiki/Heber_1_Geothermal
2023-05-11 | United States | Hell's Kitchen geothermal plant | 1 |  |  | 55 | 330 | flash steam - single | construction | 2023 |  |  |  | Controlled Thermal Resource |  |  | 33.3126 | -115.7815 | approximate |  | Salton Sea |  | California | Northern America | Americas | L700064 | G700100 |  |  | https://gem.wiki/Hell's_Kitchen_geothermal_plant
2023-05-11 | United States | Hell's Kitchen geothermal plant | 2 |  |  | 55 | 330 | flash steam - triple | pre-construction | 2024 |  |  |  | Controlled Thermal Resource |  |  | 33.3126 | -115.7815 | approximate |  | Salton Sea |  | California | Northern America | Americas | L700064 | G700099 |  |  | https://gem.wiki/Hell's_Kitchen_geothermal_plant
2023-05-11 | United States | Hell's Kitchen geothermal plant | 3 |  |  | 55 | 330 | flash steam - triple | pre-construction | 2025 | [6 empty] | 32.8484 | -115.5711 | approximate |  | Imperial County |  | California | Northern America | Americas | L700064 | G700495 |  |  | https://gem.wiki/Hell's_Kitchen_geothermal_plant
2023-05-11 | United States | Hell's Kitchen geothermal plant | 4 |  |  | 55 | 330 | flash steam - triple | pre-construction | 2026 | [6 empty] | 32.8484 | -115.5711 | approximate |  | Imperial County |  | California | Northern America | Americas | L700064 | G700496 |  |  | https://gem.wiki/Hell's_Kitchen_geothermal_plant
2023-05-11 | United States | Hell's Kitchen geothermal plant | 5 |  |  | 55 | 330 | flash steam - triple | pre-construction | 2026 | [6 empty] | 32.8484 | -115.5711 | approximate |  | Imperial County |  | California | Northern America | Americas | L700064 | G700497 |  |  | https://gem.wiki/Hell's_Kitchen_geothermal_plant
2023-05-11 | United States | Hell's Kitchen geothermal plant | 6 |  |  | 55 | 330 | flash steam - triple | pre-construction | 2027 | [6 empty] | 32.8484 | -115.5711 | approximate |  | Imperial County |  | California | Northern America | Americas | L700064 | G700498 |  |  | https://gem.wiki/Hell's_Kitchen_geothermal_plant
2023-05-15 | United States | Imperial Valley geothermal plant | G303 |  |  | 70 |  | unknown type | shelved |  |  | CE Obsidian Energy LLC |  |  |  |  | 33.1594 | -115.6144 | exact |  | Imperial County |  | California | Northern America | Americas | L700068 | G700111 | EIA: 57479 |  | https://gem.wiki/Imperial_Valley_geothermal_plant
2023-05-15 | United States | Imperial Valley geothermal plant | G3201 |  |  | 70 |  | unknown type | shelved |  |  | CE Obsidian Energy LLC |  |  |  |  | 33.1594 | -115.6144 | exact |  | Imperial County |  | California | Northern America | Americas | L700068 | G700112 | EIA: 57477 |  | https://gem.wiki/Imperial_Valley_geothermal_plant
2023-05-15 | United States | Imperial Valley geothermal plant | G3202 |  |  | 70 |  | unknown type | shelved |  |  | CE Obsidian Energy LLC |  |  |  |  | 33.1594 | -115.6144 | exact |  | Imperial County |  | California | Northern America | Americas | L700068 | G700113 | EIA: 57478 |  | https://gem.wiki/Imperial_Valley_geothermal_plant
2023-05-03 | United States | John L. Featherstone geothermal plant | HR1 |  | Hudson Ranch 1 Geothermal plant | 55 | 55 | flash steam - triple | operating | 2012 |  | Hudson Ranch Power I LLC |  | EnergySource |  |  | 33.2046 | -115.5733 | exact |  | Imperial County |  | California | Northern America | Americas | L700069 | G700115 | EIA: 57475, WRI: USA0057475 |  | https://gem.wiki/John_L._Featherstone_geothermal_plant
2023-05-03 | United States | John L. Featherstone geothermal plant | HR2 |  | Hudson Ranch 2 Geothermal plant | 55 | 55 | unknown type | cancelled |  |  | Hudson Ranch Power I LLC |  |  |  |  | 33.2044 | -115.5567 | exact |  | Imperial County |  | California | Northern America | Americas | L700069 | G700114 | EIA: 58211 |  | https://gem.wiki/John_L._Featherstone_geothermal_plant
2023-05-03 | United States | Lake View geothermal plant | 17 |  | Geysers geothermal plant U17 | 118 | 118 | dry steam | operating | 1982 |  | Geysers Power Co LLC |  | Calpine CORP |  |  | 38.7770 | -122.7450 | exact |  | Sonoma County |  | California | Northern America | Americas | L700085 | G700139 | EIA: 286, WRI: USA0000286 |  | https://gem.wiki/Lake_View_geothermal_plant
2023-05-11 | United States | Makushin geothermal power plant |  |  |  | 30 |  | unknown type | announced | 2027 |  |  |  | Ounalashka CORP (OCCP) |  |  | 53.8949 | -166.9341 | approximate |  |  | Unalaska Island | Alaska | Northern America | Americas | L700276 | G700506 |  |  | https://gem.wiki/Makushin_geothermal_power_plant
2023-05-03 | United States | McCabe geothermal plant | 5-6 |  | Geysers geothermal plant U5 & U6 | 110 | 110 | dry steam | operating | 1971 |  | Geysers Power Co LLC |  | Calpine CORP |  |  | 38.7770 | -122.7450 | exact |  | Sonoma County |  | California | Northern America | Americas | L700098 | G700166 | EIA: 286, WRI: USA0000286 |  | https://gem.wiki/McCabe_geothermal_plant
2023-05-03 | United States | McGinness Hills 3 geothermal plant | 1 |  |  | 48 | 70 | binary cycle | operating | 2018 |  |  |  | Ormat Technology INC |  |  | 39.5933 | -116.9126 | exact |  | Lander County |  | Nevada | Northern America | Americas | L700099 | G700167 | EIA: 61912, WRI: USA0061912 |  | https://gem.wiki/McGinness_Hills_3_geothermal_plant
2023-05-03 | United States | McGinness Hills geothermal plant | 1 |  |  | 45 | 100 | binary cycle | operating | 2012 |  | Ormat Technology INC |  | Ormat Technology INC |  |  | 39.5963 | -116.8942 | exact |  | Lander County |  | Nevada | Northern America | Americas | L700100 | G700168 | EIA: 61912, WRI: USA0057446 |  | https://gem.wiki/McGinness_Hills_geothermal_plant
2023-05-03 | United States | McGinness Hills geothermal plant | 2 |  |  | 45 | 100 | binary cycle | operating | 2012 |  | Ormat Technology INC |  | Ormat Technology INC |  |  | 39.5963 | -116.8942 | exact |  | Lander County |  | Nevada | Northern America | Americas | L700100 | G700169 | EIA: 61912, WRI: USA0057446 |  | https://gem.wiki/McGinness_Hills_geothermal_plant
2023-05-15 | United States | Navy 1 geothermal plant | GEN7-9 |  | Coso geothermal power plant | 90 | 90 | flash steam - double | operating | 1988 |  | Coso Operating Co LLC |  | Atlantica Sustainable Infrastructure |  |  | 36.0019 | -117.7886 | exact |  | Inyo County |  | California | Northern America | Americas | L700116 | G700192 | EIA: 10875, WRI: USA0010875 |  | https://gem.wiki/Navy_1_geothermal_plant
2023-05-15 | United States | Navy 2 geothermal plant | GEN4-6 |  | Coso geothermal power plant | 90 | 90 | flash steam - double | operating | 1989 |  | Coso Operating Co LLC |  | Atlantica Sustainable Infrastructure |  |  | 36.0192 | -117.7917 | exact |  | Inyo County |  | California | Northern America | Americas | L700117 | G700193 | EIA: 10874, WRI: USA0010875 |  | https://gem.wiki/Navy_2_geothermal_plant
2023-05-03 | United States | NCPA geothermal plant | 1 |  |  | 55 | 220 | dry steam | operating | 1983 |  | Northern California Power Agency |  |  |  |  | 38.7520 | -122.7195 | exact |  | Lake County |  | California | Northern America | Americas | L700118 | G700194 | EIA: 7368, WRI: USA0007368 |  | https://gem.wiki/NCPA_geothermal_plant
2023-05-15 | United States | NCPA geothermal plant | 2 |  |  | 55 | 220 | dry steam | operating | 1983 |  | Northern California Power Agency |  |  |  |  | 38.7492 | -122.7117 | exact |  | Lake County |  | California | Northern America | Americas | L700118 | G700195 | EIA: 7368, WRI: USA0007368 |  | https://gem.wiki/NCPA_geothermal_plant
2023-06-24 | United States | NCPA geothermal plant | 3 |  |  | 55 | 220 | dry steam | mothballed | 1985 |  | Northern California Power Agency |  |  |  |  | 38.7520 | -122.7195 | exact |  | Lake County |  | California | Northern America | Americas | L700118 | G700515 | EIA: 7369, WRI: USA0007369 |  | https://gem.wiki/NCPA_geothermal_plant
2023-06-24 | United States | NCPA geothermal plant | 4 |  |  | 55 | 220 | dry steam | operating | 1986 |  | Northern California Power Agency |  |  |  |  | 38.7492 | -122.7117 | exact |  | Lake County |  | California | Northern America | Americas | L700118 | G700516 | EIA: 7369, WRI: USA0007369 |  | https://gem.wiki/NCPA_geothermal_plant
2023-05-15 | United States | New York Canyon geothermal plant |  |  |  | 70 |  | unknown type | cancelled |  |  |  |  | TGP Dixie Development Company |  |  | 40.1847 | -118.4738 | approximate | Lovelock | Pershing County |  | Nevada | Northern America | Americas | L700120 | G700200 |  |  | https://gem.wiki/New_York_Canyon_geothermal_plant
2023-05-11 | United States | Northern Nevada (Ormat) geothermal power plant |  |  |  | 120 |  | unknown type | announced | 2028 |  |  |  | Ormat Technology INC |  |  | 39.7012 | -118.9434 | approximate |  | Churchill County |  | Nevada | Northern America | Americas | L700282 | G700521 |  |  | https://gem.wiki/Northern_Nevada_(Ormat)_geothermal_power_plant
2023-05-03 | United States | Patua geothermal project |  |  |  | 48 | 48 | binary cycle | operating | 2012 |  | Cyrq Energy |  | Cyrq Energy |  |  | 39.5830 | -119.0737 | exact |  | Churchill County |  | Nevada | Northern America | Americas | L700138 | G700228 | EIA: 58319, WRI: USA0058319 |  | https://gem.wiki/Patua_geothermal_project
2023-05-15 | United States | Pumpernickel geothermal plant |  |  |  | 33 |  | binary cycle | cancelled |  |  |  |  | Nevada Geothermal Power CO |  |  | 40.8380 | -117.3835 | approximate |  | Pumpernickel Valley |  | Nevada | Northern America | Americas | L700142 | G700235 |  |  | https://gem.wiki/Pumpernickel_geothermal_plant
2023-05-11 | United States | Puna geothermal power plant | 1 |  |  | 38 |  | binary cycle | pre-construction |  |  | Puna Geothermal Venture |  | Puna Geothermal Venture |  |  | 19.4767 | -154.8908 | exact |  | Hawaiʻi County |  | Hawaii | Northern America | Americas | L700283 | G700522 |  |  | https://gem.wiki/Puna_geothermal_power_plant
2023-05-03 | United States | Quicksilver geothermal plant | 16 |  | Geysers geothermal plant U16 | 118 | 118 | dry steam | operating | 1985 |  | Geysers Power Co LLC |  | Calpine CORP |  |  | 38.7770 | -122.7450 | exact |  | Sonoma County |  | California | Northern America | Americas | L700143 | G700236 | EIA: 286, WRI: USA0000286 |  | https://gem.wiki/Quicksilver_geothermal_plant
2023-05-03 | United States | Ridge Line geothermal plant | 7-8 |  | Geysers geothermal plant U7 & U8 | 110 | 110 | dry steam | operating | 1972 |  | Geysers Power Co LLC |  | Calpine CORP |  |  | 38.7770 | -122.7450 | exact |  | Sonoma County |  | California | Northern America | Americas | L700149 | G700245 | EIA: 286, WRI: USA0000286 |  | https://gem.wiki/Ridge_Line_geothermal_plant
2023-05-03 | United States | Salton Sea geothermal plant | 3 |  |  | 54 |  | flash steam - double | operating | 1989 |  | CalEnergy Operating CORP |  | CalEnergy Operating CORP |  |  | 33.1582 | -115.6387 | exact |  | Imperial County |  | California | Northern America | Americas | L700153 | G700249 | EIA: 10759, WRI: USA0010759 |  | https://gem.wiki/Salton_Sea_geothermal_plant
2023-05-03 | United States | Salton Sea geothermal plant | 4 |  |  | 48 |  | flash steam - double | operating | 1996 |  | CalEnergy Operating CORP |  | CalEnergy Operating CORP |  |  | 33.1570 | -115.6386 | exact |  | Imperial County |  | California | Northern America | Americas | L700153 | G700250 | EIA: 54996, WRI: USA0054996 |  | https://gem.wiki/Salton_Sea_geothermal_plant
2023-05-03 | United States | Salton Sea geothermal plant | 5 |  |  | 58 |  | flash steam - double | operating | 2000 |  | CalEnergy Operating CORP |  | CalEnergy Operating CORP |  |  | 33.1533 | -115.6384 | exact |  | Imperial County |  | California | Northern America | Americas | L700153 | G700251 | EIA: 55983, WRI: USA0055983 |  | https://gem.wiki/Salton_Sea_geothermal_plant
2023-05-03 | United States | Second Imperial geothermal power plant | GEN1-12 |  | Herber 2 geothermal plant | 48 |  | binary cycle | operating | 1993 |  |  |  | Ormat Technology INC |  |  | 32.7144 | -115.5356 | exact | Heber | Imperial County |  | California | Northern America | Americas | L700063 | G700098 | EIA: 541111, WRI: USA0054111 |  | https://gem.wiki/Second_Imperial_geothermal_power_plant
2023-05-03 | United States | Socrates geothermal plant | 18 |  | Geysers geothermal plant U18 | 118 | 118 | dry steam | operating | 1983 |  | Geysers Power Co LLC |  | Calpine CORP |  |  | 38.7770 | -122.7450 | exact |  | Sonoma County |  | California | Northern America | Americas | L700158 | G700259 | EIA: 286, WRI: USA0000286 |  | https://gem.wiki/Socrates_geothermal_plant
2023-05-03 | United States | Sonoma California Geothermal | 1 |  |  | 78 | 78 | dry steam | operating | 1983 |  | Geysers Power Co LLC |  |  |  |  | 38.7903 | -122.7559 | exact |  | Sonoma County |  | California | Northern America | Americas | L700159 | G700260 | EIA: 510, WRI: USA0000510 |  | https://gem.wiki/Sonoma_California_Geothermal
2023-05-03 | United States | Stillwater Triple Hybrid geothermal plant |  |  |  | 33 | 33 | binary cycle | operating |  |  |  |  | Enel Green Power |  |  | 39.5475 | -118.5554 | exact |  | Churchill County |  | Nevada | Northern America | Americas | L700162 | G700267 | EIA: 50765, WRI: USA0050765 |  | https://gem.wiki/Stillwater_Triple_Hybrid_geothermal_plant
2023-05-03 | United States | Sulfur Springs geothermal plant | 14 |  | Geysers geothermal plant U14 | 113 | 113 | dry steam | operating | 1980 |  | Geysers Power Co LLC |  | Calpine CORP |  |  | 38.7770 | -122.7450 | exact |  | Sonoma County |  | California | Northern America | Americas | L700163 | G700268 | EIA: 286, WRI: USA0000286 |  | https://gem.wiki/Sulfur_Springs_geothermal_plant
2023-05-15 | United States | Surprise Valley geothermal plant |  |  |  | 52 |  | unknown type | cancelled |  |  |  |  | Enel Green Power |  |  | 39.5010 | -116.0423 | approximate |  | Modoc County |  | Nevada | Northern America | Americas | L700166 | G700272 |  |  | https://gem.wiki/Surprise_Valley_geothermal_plant
2023-05-15 | United States | Telephone Flat geothermal plant | 1 |  |  | 50 |  | unknown type | cancelled |  |  | Calpine CORP |  |  |  |  | 41.6014 | -121.6250 | exact |  | Siskiyou County | CAL Fire Northern Region | California | Northern America | Americas | L700172 | G700283 | EIA: 55846 |  | https://gem.wiki/Telephone_Flat_geothermal_plant
2023-05-03 | United States | Terra-Gen Dixie Valley geothermal plant | GEN1 |  | Dixie Valley geothermal plant | 65 | 71 | flash steam - double | operating | 1988 |  | Terra-Gen |  | Terra-Gen |  |  | 39.9663 | -117.8557 | exact |  | Churchill County |  | Nevada | Northern America | Americas | L700174 | G700285 | EIA: 52015, WRI: USA0052015 |  | https://gem.wiki/Terra-Gen_Dixie_Valley_geothermal_plant
2023-05-03 | United States | Tungsten Mountain geothermal plant | 1 |  |  | 37 | 62 | binary cycle | operating | 2017 |  | Tungsten Mountain |  |  |  |  | 39.6670 | -117.6937 | exact |  | Churchill County |  | Nevada | Northern America | Americas | L700182 | G700302 | EIA: 60785, WRI: USA0060785 |  | https://gem.wiki/Tungsten_Mountain_geothermal_plant
2023-05-03 | United States | Vulcan-BN Geothermal plant | 1 |  | Vulcan Imperial | 30 | 40 | flash steam - double | operating | 1985 |  | CalEnergy Operating CORP |  | CalEnergy Operating CORP |  |  | 33.1633 | -115.6167 | exact |  | Imperial County |  | California | Northern America | Americas | L700188 | G700313 | EIA: 50210, WRI: USA0050210 |  | https://gem.wiki/Vulcan-BN_Geothermal_plant

## Below Threshold
Date Last Researched | Country | Project Name | Unit Name | Project Name in Local Language / Script | Other Name(s) | Unit Capacity (MW) | Project Capacity (MW) | Type | Status | Start year | Retired year | Operator | Operator Name in Local Language / Script | Owner | Owner Name in Local Language / Script | Employment Notes | Latitude | Longitude | Location accuracy | City | Local area (taluk, county) | Major area (prefecture, district) | State/Province | Subregion | Region | GEM location ID | GEM unit ID | Other IDs (location) | Other IDs (unit/phase) | Wiki URL
2023-05-01 | Canada | Estevan geothermal power plant | 1 |  |  | 25 |  | binary cycle | pre-construction | 2024 |  | DEEP Earth Energy Production Corp. (DEEP) |  | DEEP Earth Energy Production Corp. (DEEP) |  |  | 49.1390 | -102.9849 | approximate |  |  | Estevan | Saskatchewan | Northern America | Americas | L700050 | G700075 |  |  | https://gem.wiki/Estevan_geothermal_power_plant
2023-05-01 | Canada | Estevan geothermal power plant | 2 |  |  | 20 |  | unknown type | announced |  |  | DEEP Earth Energy Production Corp. (DEEP) |  | DEEP Earth Energy Production Corp. (DEEP) |  |  | 49.1390 | -102.9849 | approximate |  |  | Estevan | Saskatchewan | Northern America | Americas | L700050 | G700076 |  |  | https://gem.wiki/Estevan_geothermal_power_plant
2023-05-01 | Canada | Estevan geothermal power plant | 3 |  |  | 20 |  | unknown type | announced |  |  | DEEP Earth Energy Production Corp. (DEEP) |  | DEEP Earth Energy Production Corp. (DEEP) |  |  | 49.1390 | -102.9849 | approximate |  |  | Estevan | Saskatchewan | Northern America | Americas | L700050 | G700077 |  |  | https://gem.wiki/Estevan_geothermal_power_plant
2023-05-10 | Canada | Tu Deh-Kah geothermal power plant |  |  |  | 10 |  | binary cycle | pre-construction |  |  | Deh Tai LP |  | Deh Tai LP |  |  | 58.7701 | -122.6599 | approximate |  | Fort Nelson First Nation |  |  | Northern America | Americas | L700194 | G700325 |  |  | https://gem.wiki/Tu_Deh-Kah_geothermal_power_plant
2023-05-01 | Chile | Cerro Pabellón geothermal power plant | 1 | Central geotérmica Cerro Pabellón |  | 24 | 81 | binary cycle | operating | 2017 |  | Geotérmica Del Norte (GDN) |  | Empresa Nacional Del Petróleo (ENAP) [50%]; Enel Chile [50%] |  |  | -21.8576 | -68.1515 | exact | Ollagüe | Provincia de El Loa |  | Antofagasta Region | Latin America and the Caribbean | Americas | L700026 | G700326 |  |  | https://gem.wiki/Cerro_Pabellón_geothermal_power_plant
2023-05-01 | Chile | Cerro Pabellón geothermal power plant | 2 | Central geotérmica Cerro Pabellón |  | 24 | 81 | binary cycle | operating | 2017 |  | Geotérmica Del Norte (GDN) |  | Empresa Nacional Del Petróleo (ENAP) [50%]; Enel Chile [50%] |  |  | -21.8576 | -68.1515 | exact | Ollagüe | Provincia de El Loa |  | Antofagasta Region | Latin America and the Caribbean | Americas | L700026 | G700327 |  |  | https://gem.wiki/Cerro_Pabellón_geothermal_power_plant
2023-05-01 | Costa Rica | Miravalles geothermal power plant | 3 | Planta geotérmica Miravalles |  | 29 | 163 | flash steam - single | operating | 2000 | [6 empty] | 10.7181 | -85.1814 | exact |  | Cantón Bagaces |  |  | Latin America and the Caribbean | Americas | L700107 | G700329 |  |  | https://gem.wiki/Miravalles_geothermal_power_plant
2023-05-01 | Costa Rica | Miravalles geothermal power plant | 5 | Planta geotérmica Miravalles |  | 19 | 163 | binary cycle | operating | 2004 | [6 empty] | 10.7181 | -85.1814 | approximate |  |  | Bagaces | Guanacaste Province | Latin America and the Caribbean | Americas | L700107 | G700330 |  |  | https://gem.wiki/Miravalles_geothermal_power_plant
2023-05-10 | Dominica | Roseau Valley geothermal power plant |  |  |  | 10 |  | unknown type | construction | [7 empty] | 15.3001 | -61.3691 | approximate |  |  | Roseau Valley |  | Latin America and the Caribbean | Americas | L700197 | G700332 |  |  | https://gem.wiki/Roseau_Valley_geothermal_power_plant
2023-05-16 | El Salvador | Ahuachapán geothermal power plant | 4 | Central geotérmica Ahuachapán |  | 6 |  | unknown type | operating | 2023 | [6 empty] | 13.9200 | -89.8173 | exact | Ahuachapan | Municipio de Ahuachapán |  | Departamento de Ahuachapán | Latin America and the Caribbean | Americas | L700001 | G700333 |  |  | https://gem.wiki/Ahuachapán_geothermal_power_plant
2023-05-01 | El Salvador | Chinameca geothermal power plant | 1 | Central geotérmica Chinameca |  | 20 |  | unknown type | pre-construction | 2025 |  | LaGeo |  | LaGeo |  |  | 13.5130 | -88.3493 | approximate |  |  | Chinameca | San Miguel | Latin America and the Caribbean | Americas | L700032 | G700050 |  |  | https://gem.wiki/Chinameca_geothermal_power_plant
2023-05-10 | El Salvador | Chinameca geothermal power plant | Expansion | Central geotérmica Chinameca |  | 17 |  | unknown type | announced | 2026 | [6 empty] | 13.5130 | -88.3493 | approximate |  |  | Chinameca | San Miguel | Latin America and the Caribbean | Americas | L700032 | G700334 |  |  | https://gem.wiki/Chinameca_geothermal_power_plant
2023-05-01 | El Salvador | San Vicente geothermal power plant | 1 | Central geotérmica San Vicente |  | 10 |  | unknown type | pre-construction | 2025 |  | LaGeo |  | LaGeo |  |  | 13.6419 | -88.7825 | approximate |  |  | San Vicente | San Vicente | Latin America and the Caribbean | Americas | L700155 | G700254 |  |  | https://gem.wiki/San_Vicente_geothermal_power_plant
2023-05-10 | El Salvador | San Vicente geothermal power plant | Expansion | Central geotérmica San Vicente |  | 17 |  | unknown type | announced | 2026 | [6 empty] | 13.6419 | -88.7825 | approximate |  |  | San Vicente |  | Latin America and the Caribbean | Americas | L700155 | G700335 |  |  | https://gem.wiki/San_Vicente_geothermal_power_plant
2023-05-01 | Guadeloupe | Bouillante geothermal power plant | 1 | Centrale géothermique de Bouillante |  | 5 | 15 | flash steam - double | operating | 1986 | [6 empty] | 16.1272 | -61.7691 | exact |  | Bouillante |  | Guadeloupe | Latin America and the Caribbean | Americas | L700020 | G700336 |  |  | https://gem.wiki/Bouillante_geothermal_power_plant
2023-05-01 | Guadeloupe | Bouillante geothermal power plant | 2 | Centrale géothermique de Bouillante |  | 10 | 15 | flash steam - double | operating | 2005 | [6 empty] | 16.1272 | -61.7691 | exact |  | Bouillante |  | Guadeloupe | Latin America and the Caribbean | Americas | L700020 | G700337 |  |  | https://gem.wiki/Bouillante_geothermal_power_plant
2023-05-02 | Iceland | Svartsengi geothermal power plant | Future units | Virkjunin í Svartsengi |  | 22 | 85 | flash steam - unknown | construction |  |  | HS Orka |  | HS Orka |  |  | 63.8788 | -22.4332 | exact |  | Grindavíkurbær | Southern Peninsula |  | Northern Europe | Europe | L700168 | G700338 |  |  | https://gem.wiki/Svartsengi_geothermal_power_plant
2023-05-09 | Indonesia | Atadei geothermal power plant | 1 |  |  | 5 |  | unknown type | announced |  |  |  |  | PT PLN (Persero) |  |  | -8.4369 | 123.4690 | approximate |  |  | Lembata | Nusa Tenggara Timur | South-eastern Asia | Asia | L700198 | G700340 |  |  | https://gem.wiki/Atadei_geothermal_power_plant
2023-05-09 | Indonesia | Atadei geothermal power plant | 2 |  |  | 5 |  | unknown type | announced |  |  |  |  | PT PLN (Persero) |  |  | -8.4369 | 123.4690 | approximate |  |  | Lembata | Nusa Tenggara Timur | South-eastern Asia | Asia | L700198 | G700341 |  |  | https://gem.wiki/Atadei_geothermal_power_plant
2023-05-09 | Indonesia | Danau Ranau geothermal power plant |  |  |  | 20 |  | unknown type | announced |  |  |  |  | PT PLN (Persero) |  |  | -4.9372 | 103.8672 | approximate |  |  | South Ogan Komering Ulu | Lampung | South-eastern Asia | Asia | L700200 | G700344 |  |  | https://gem.wiki/Danau_Ranau_geothermal_power_plant
2023-05-09 | Indonesia | Gunung Sirung geothermal power plant |  |  |  | 5 |  | unknown type | announced |  |  |  |  | PT PLN (Persero) |  |  | -8.5169 | 124.1334 | approximate |  |  | Pantor Island Alor | East Nusa Tenggara | South-eastern Asia | Asia | L700203 | G700348 |  |  | https://gem.wiki/Gunung_Sirung_geothermal_power_plant
2023-05-08 | Indonesia | Lahendong geothermal power plant | 1 |  |  | 20 | 120 | unknown type | operating | 2001 |  |  |  | Pertamina Geothermal Energy |  |  | 1.2542 | 124.8199 | exact |  | Lahendong Tompaso | Sulut | North Sulawesi | South-eastern Asia | Asia | L700205 | G700352 |  |  | https://gem.wiki/Lahendong_geothermal_power_plant
2023-05-08 | Indonesia | Lahendong geothermal power plant | 2 |  |  | 20 | 120 | unknown type | operating | 2007 |  |  |  | Pertamina Geothermal Energy |  |  | 1.2542 | 124.8199 | exact |  | Lahendong Tompaso | Sulut | North Sulawesi | South-eastern Asia | Asia | L700205 | G700353 |  |  | https://gem.wiki/Lahendong_geothermal_power_plant
2023-05-08 | Indonesia | Lahendong geothermal power plant | 3 |  |  | 20 | 120 | unknown type | operating | 2009 |  |  |  | Pertamina Geothermal Energy |  |  | 1.2712 | 124.8354 | exact |  | Lahendong Tompaso | Sulut | North Sulawesi | South-eastern Asia | Asia | L700205 | G700354 |  |  | https://gem.wiki/Lahendong_geothermal_power_plant
2023-05-08 | Indonesia | Lahendong geothermal power plant | 4 |  |  | 20 | 120 | unknown type | operating | 2011 |  |  |  | Pertamina Geothermal Energy |  |  | 1.2712 | 124.8354 | exact |  | Lahendong Tompaso | Sulut | North Sulawesi | South-eastern Asia | Asia | L700205 | G700355 | WRI: Wri1000778 |  | https://gem.wiki/Lahendong_geothermal_power_plant
2023-05-08 | Indonesia | Lahendong geothermal power plant | 5 |  |  | 20 | 120 | flash steam - single | operating | 2016 |  |  |  | Pertamina Geothermal Energy |  |  | 1.2777 | 124.8284 | approximate |  | Lahendong Tompaso | Sulut |  | South-eastern Asia | Asia | L700205 | G700356 |  |  | https://gem.wiki/Lahendong_geothermal_power_plant
2023-05-08 | Indonesia | Lahendong geothermal power plant | 6 |  |  | 20 | 120 | flash steam - single | operating | 2016 |  |  |  | Pertamina Geothermal Energy |  |  | 1.2777 | 124.8284 | approximate |  | Lahendong Tompaso | Sulut |  | South-eastern Asia | Asia | L700205 | G700357 |  |  | https://gem.wiki/Lahendong_geothermal_power_plant
2023-05-08 | Indonesia | Mataloko geothermal power plant |  |  |  | 2 | 2 | unknown type | operating |  |  | PT PLN (Persero) |  |  |  |  | -8.8332 | 121.0611 | exact |  | Ngada |  | East Nusa Tenggara | South-eastern Asia | Asia | L700206 | G700358 |  |  | https://gem.wiki/Mataloko_geothermal_power_plant
2023-05-09 | Indonesia | Oka Ile Ange geothermal power plant | 1 |  |  | 5 |  | unknown type | announced |  |  |  |  | PT PLN (Persero) |  |  | -8.3109 | 122.9693 | approximate |  |  | East Flores | East Nusa | South-eastern Asia | Asia | L700208 | G700362 |  |  | https://gem.wiki/Oka_Ile_Ange_geothermal_power_plant
2023-05-09 | Indonesia | Oka Ile Ange geothermal power plant | 2 |  |  | 5 |  | unknown type | announced |  |  |  |  | PT PLN (Persero) |  |  | -8.3109 | 122.9693 | approximate |  |  | East Flores | East Nusa | South-eastern Asia | Asia | L700208 | G700363 |  |  | https://gem.wiki/Oka_Ile_Ange_geothermal_power_plant
2023-05-08 | Indonesia | Sibayak geothermal power plant |  |  |  | 10 | 12 | unknown type | operating |  |  |  |  | Pertamina Geothermal Energy |  |  | 3.2266 | 98.5004 | exact | Jaranguda | Karo | Karo Regency | North Sumatra | South-eastern Asia | Asia | L700210 | G700367 |  |  | https://gem.wiki/Sibayak_geothermal_power_plant
2023-05-08 | Indonesia | Sokoria geothermal power plant | 1 |  |  | 3 | 7 | unknown type | operating |  |  | PT Sokoria Geothermal Indonesia |  |  |  |  | -8.7938 | 121.7662 | exact |  | Ende |  | East Nusa Tenggara | South-eastern Asia | Asia | L700211 | G700368 |  |  | https://gem.wiki/Sokoria_geothermal_power_plant
2023-05-08 | Indonesia | Sokoria geothermal power plant | 2 |  |  | 3 | 7 | unknown type | operating |  |  | PT Sokoria Geothermal Indonesia |  |  |  |  | -8.7938 | 121.7662 | exact |  | Ende |  | East Nusa Tenggara | South-eastern Asia | Asia | L700211 | G700369 |  |  | https://gem.wiki/Sokoria_geothermal_power_plant
2023-05-09 | Indonesia | Songa Wayaua geothermal power plant | 1 |  |  | 5 |  | unknown type | announced |  |  |  |  | PT PLN (Persero) |  |  | -0.5422 | 127.5245 | approximate |  | Bacan Island | Halmahere Selatan | Maluku Utara | South-eastern Asia | Asia | L700212 | G700370 |  |  | https://gem.wiki/Songa_Wayaua_geothermal_power_plant
2023-05-09 | Indonesia | Songa Wayaua geothermal power plant | 2 |  |  | 5 |  | unknown type | announced |  |  |  |  | PT PLN (Persero) |  |  | -0.5422 | 127.5245 | approximate |  | Bacan Island | Halmahere Selatan | Maluku Utara | South-eastern Asia | Asia | L700212 | G700371 |  |  | https://gem.wiki/Songa_Wayaua_geothermal_power_plant
2023-05-09 | Indonesia | Tulehu geothermal power plant |  |  |  | 20 |  | unknown type | announced |  |  |  |  | PT PLN (Persero) |  |  | -3.6238 | 128.1486 | approximate |  | Ambon Island | Maluku Tengah | Maluku | South-eastern Asia | Asia | L700214 | G700374 |  |  | https://gem.wiki/Tulehu_geothermal_power_plant
2023-05-08 | Indonesia | Ulumbo geothermal power plant | 1 |  |  | 2 | 10 | unknown type | operating |  |  | PT PLN (Persero) |  |  |  |  | -5.3090 | 104.5734 | exact |  | Tanggamus |  | Lampung | South-eastern Asia | Asia | L700215 | G700375 |  |  | https://gem.wiki/Ulumbo_geothermal_power_plant
2023-05-08 | Indonesia | Ulumbo geothermal power plant | 2 |  |  | 2 | 10 | unknown type | operating |  |  | PT PLN (Persero) |  |  |  |  | -5.3090 | 104.5734 | exact |  | Tanggamus |  | Lampung | South-eastern Asia | Asia | L700215 | G700376 |  |  | https://gem.wiki/Ulumbo_geothermal_power_plant
2023-05-08 | Indonesia | Ulumbo geothermal power plant | 3 |  |  | 2 | 10 | unknown type | operating |  |  | PT PLN (Persero) |  |  |  |  | -5.3058 | 104.5770 | exact |  | Tanggamus |  | Lampung | South-eastern Asia | Asia | L700215 | G700377 |  |  | https://gem.wiki/Ulumbo_geothermal_power_plant
2023-05-08 | Indonesia | Ulumbo geothermal power plant | 4 |  |  | 2 | 10 | unknown type | operating |  |  | PT PLN (Persero) |  |  |  |  | -5.3058 | 104.5770 | exact |  | Tanggamus |  | Lampung | South-eastern Asia | Asia | L700215 | G700378 |  |  | https://gem.wiki/Ulumbo_geothermal_power_plant
2023-05-18 | Japan | Mori geothermal power plant |  | 北海道電力㈱ 森地熱発電所 |  | 25 | 25 | flash steam - double | operating | 1982 |  | Hokkaido Electric Power CO INC |  | Hokkaido Electric Power CO INC |  |  | 42.1331 | 140.4553 | exact |  | Kayabe County |  |  | Eastern Asia | Asia | L700217 | G700380 | WRI: Wri1020120 |  | https://gem.wiki/Mori_geothermal_power_plant
2023-06-20 | Kenya | Olkaria 1 geothermal power plant | 1 |  |  | 15 | 268 | flash steam - single | retired | 1981 | 2023 | Kenya Electricity Generating Company (KenGen) |  | Kenya Electricity Generating Company (KenGen) |  |  | -0.8893 | 36.2557 | exact |  | Naivasha |  | Nakuru | Sub-Saharan Africa | Africa | L700130 | G700381 | WRI: Wri1061218, WRI: Wri1000048 |  | https://gem.wiki/Olkaria_1_geothermal_power_plant
2023-06-20 | Kenya | Olkaria 1 geothermal power plant | 2 |  |  | 15 | 268 | flash steam - single | retired | 1982 | 2023 | Kenya Electricity Generating Company (KenGen) |  | Kenya Electricity Generating Company (KenGen) |  |  | -0.8893 | 36.2557 | exact |  | Naivasha |  | Nakuru | Sub-Saharan Africa | Africa | L700130 | G700382 | WRI: Wri1061218, WRI: Wri1000048 |  | https://gem.wiki/Olkaria_1_geothermal_power_plant
2023-06-20 | Kenya | Olkaria 1 geothermal power plant | 3 |  |  | 15 | 268 | flash steam - single | retired | 1985 | 2023 | Kenya Electricity Generating Company (KenGen) |  | Kenya Electricity Generating Company (KenGen) |  |  | -0.8893 | 36.2557 | exact |  | Naivasha |  | Nakuru | Sub-Saharan Africa | Africa | L700130 | G700383 | WRI: Wri1061218, WRI: Wri1000048 |  | https://gem.wiki/Olkaria_1_geothermal_power_plant
2023-06-20 | Kenya | Olkaria 1 geothermal power plant | 1RP |  |  | 21 | 268 | unknown type | construction | 2025 |  | Kenya Electricity Generating Company (KenGen) |  | Kenya Electricity Generating Company (KenGen) |  |  | -0.8893 | 36.2557 | exact |  | Naivasha |  | Nakuru | Sub-Saharan Africa | Africa | L700130 | G700384 |  |  | https://gem.wiki/Olkaria_1_geothermal_power_plant
2023-06-20 | Kenya | Olkaria 1 geothermal power plant | 2RP |  |  | 21 | 268 | unknown type | construction | 2025 |  | Kenya Electricity Generating Company (KenGen) |  | Kenya Electricity Generating Company (KenGen) |  |  | -0.8893 | 36.2557 | exact |  | Naivasha |  | Nakuru | Sub-Saharan Africa | Africa | L700130 | G700385 |  |  | https://gem.wiki/Olkaria_1_geothermal_power_plant
2023-06-20 | Kenya | Olkaria 1 geothermal power plant | 3RP |  |  | 21 | 268 | unknown type | construction | 2025 |  | Kenya Electricity Generating Company (KenGen) |  | Kenya Electricity Generating Company (KenGen) |  |  | -0.8893 | 36.2557 | exact |  | Naivasha |  | Nakuru | Sub-Saharan Africa | Africa | L700130 | G700386 |  |  | https://gem.wiki/Olkaria_1_geothermal_power_plant
2023-05-18 | Kenya | Olkaria 3 geothermal power plant | 3 |  |  | 26 | 150 | unknown type | operating | 2014 |  | Ormat Technology INC |  | Ormat Technology INC |  |  | -0.8890 | 36.2562 | exact |  | Naivasha |  | Nakuru | Sub-Saharan Africa | Africa | L700132 | G700387 |  |  | https://gem.wiki/Olkaria_3_geothermal_power_plant
2023-05-18 | Kenya | Olkaria 3 geothermal power plant | 4 |  |  | 26 | 150 | unknown type | operating | 2016 |  | Ormat Technology INC |  | Ormat Technology INC |  |  | -0.8890 | 36.2562 | exact |  | Naivasha |  | Nakuru | Sub-Saharan Africa | Africa | L700132 | G700388 |  |  | https://gem.wiki/Olkaria_3_geothermal_power_plant
2023-05-18 | Mexico | Cerro Prieto 4 geothermal power plant | 10 | Central geotérmica Cerro Prieto 4 |  | 25 | 100 | flash steam - double | operating | 2000 |  | Comisión Federal de Electricidad (CFE) | Comisión Federal de Electricidad (CFE) | Comisión Federal de Electricidad (CFE) | Comisión Federal de Electricidad (CFE) |  | 32.3916 | -115.2252 | exact |  | Municipio de Mexicali |  | Baja California | Latin America and the Caribbean | Americas | L700221 | G700392 | WRI: Mex0001868 |  | https://gem.wiki/Cerro_Prieto_4_geothermal_power_plant
2023-05-18 | Mexico | Cerro Prieto 4 geothermal power plant | 11 | Central geotérmica Cerro Prieto 4 |  | 25 | 100 | flash steam - double | operating | 2000 |  | Comisión Federal de Electricidad (CFE) | Comisión Federal de Electricidad (CFE) | Comisión Federal de Electricidad (CFE) | Comisión Federal de Electricidad (CFE) |  | 32.3916 | -115.2252 | exact |  | Municipio de Mexicali |  | Baja California | Latin America and the Caribbean | Americas | L700221 | G700393 | WRI: Mex0001868 |  | https://gem.wiki/Cerro_Prieto_4_geothermal_power_plant
2023-05-18 | Mexico | Cerro Prieto 4 geothermal power plant | 12 | Central geotérmica Cerro Prieto 4 |  | 25 | 100 | flash steam - double | operating | 2000 |  | Comisión Federal de Electricidad (CFE) | Comisión Federal de Electricidad (CFE) | Comisión Federal de Electricidad (CFE) | Comisión Federal de Electricidad (CFE) |  | 32.3916 | -115.2252 | exact |  | Municipio de Mexicali |  | Baja California | Latin America and the Caribbean | Americas | L700221 | G700394 | WRI: Mex0001868 |  | https://gem.wiki/Cerro_Prieto_4_geothermal_power_plant
2023-05-18 | Mexico | Cerro Prieto 4 geothermal power plant | 13 | Central geotérmica Cerro Prieto 4 |  | 25 | 100 | flash steam - double | operating | 2000 |  | Comisión Federal de Electricidad (CFE) | Comisión Federal de Electricidad (CFE) | Comisión Federal de Electricidad (CFE) | Comisión Federal de Electricidad (CFE) |  | 32.3916 | -115.2252 | exact |  | Municipio de Mexicali |  | Baja California | Latin America and the Caribbean | Americas | L700221 | G700395 | WRI: Mex0001868 |  | https://gem.wiki/Cerro_Prieto_4_geothermal_power_plant
2023-05-02 | Mexico | Los Azufres geothermal power plant | U-14 | Central geotérmica Los Azufres 3 |  | 26 | 242 | flash steam - single | operating | [7 empty] | 19.7904 | -100.6667 | exact |  | Hidalgo |  | Michoacán | Latin America and the Caribbean | Americas | L700089 | G700396 |  |  | https://gem.wiki/Los_Azufres_geothermal_power_plant
2023-05-02 | Mexico | Los Azufres geothermal power plant | U-15 | Central geotérmica Los Azufres 3 |  | 26 | 242 | flash steam - single | operating | [7 empty] | 19.7904 | -100.6667 | exact |  | Hidalgo |  | Michoacán | Latin America and the Caribbean | Americas | L700089 | G700397 |  |  | https://gem.wiki/Los_Azufres_geothermal_power_plant
2023-05-02 | Mexico | Los Azufres geothermal power plant | U-16 | Central geotérmica Los Azufres 3 |  | 26 | 242 | flash steam - single | operating | [7 empty] | 19.7904 | -100.6667 | exact |  | Hidalgo |  | Michoacán | Latin America and the Caribbean | Americas | L700089 | G700398 |  |  | https://gem.wiki/Los_Azufres_geothermal_power_plant
2023-05-02 | Mexico | Los Azufres geothermal power plant | U-18 | Central geotérmica Los Azufres 3 | Phase 2 | 27 | 242 | flash steam - single | operating | [7 empty] | 19.7904 | -100.6667 | exact |  | Hidalgo |  | Michoacán | Latin America and the Caribbean | Americas | L700089 | G700399 |  |  | https://gem.wiki/Los_Azufres_geothermal_power_plant
2023-05-02 | Mexico | Los Azufres geothermal power plant | U-2 | Central geotérmica Los Azufres 3 |  | 5 | 242 | unknown type | operating | [7 empty] | 19.7904 | -100.6667 | exact |  | Hidalgo |  | Michoacán | Latin America and the Caribbean | Americas | L700089 | G700400 |  |  | https://gem.wiki/Los_Azufres_geothermal_power_plant
2023-05-18 | Mexico | Los Humeros 2 geothermal power plant | A |  |  | 25 |  | unknown type | operating |  |  | Comisión Federal de Electricidad (CFE) | Comisión Federal de Electricidad (CFE) | Comisión Federal de Electricidad (CFE) |  |  | 19.6465 | -97.4375 | approximate |  | Tepeyahualco |  | Puebla | Latin America and the Caribbean | Americas | L700222 | G700401 |  |  | https://gem.wiki/Los_Humeros_2_geothermal_power_plant
2023-05-18 | Mexico | Los Humeros 2 geothermal power plant | B |  |  | 25 |  | unknown type | operating |  |  | Comisión Federal de Electricidad (CFE) | Comisión Federal de Electricidad (CFE) | Comisión Federal de Electricidad (CFE) |  |  | 19.6465 | -97.4375 | approximate |  | Tepeyahualco |  | Puebla | Latin America and the Caribbean | Americas | L700222 | G700402 |  |  | https://gem.wiki/Los_Humeros_2_geothermal_power_plant
2023-05-18 | Mexico | Los Humeros 3 geothermal power plant | A |  |  | 25 |  | flash steam - single | operating | 2017 |  | Comisión Federal de Electricidad (CFE) | Comisión Federal de Electricidad (CFE) | Comisión Federal de Electricidad (CFE) |  |  | 19.6465 | -97.4375 | exact |  | Perote |  | Veracruz | Latin America and the Caribbean | Americas | L700223 | G700403 | WRI: Mex0006617 |  | https://gem.wiki/Los_Humeros_3_geothermal_power_plant
2023-05-18 | Mexico | Los Humeros 3 geothermal power plant | B |  |  | 25 |  | flash steam - single | cancelled |  |  | Comisión Federal de Electricidad (CFE) | Comisión Federal de Electricidad (CFE) | Comisión Federal de Electricidad (CFE) |  |  | 19.6465 | -97.4375 | approximate |  | Tepeyahualco |  | Puebla | Latin America and the Caribbean | Americas | L700223 | G700404 |  |  | https://gem.wiki/Los_Humeros_3_geothermal_power_plant
2023-05-10 | Montserrat | Montserrat geothermal power plant |  |  |  | 2 |  | unknown type | announced | [7 empty] | 16.7482 | -62.2101 | approximate |  |  | Saint Peter Parish |  | Latin America and the Caribbean | Americas | L700224 | G700405 |  |  | https://gem.wiki/Montserrat_geothermal_power_plant
2023-05-16 | Philippines | Bac-Man geothermal power plant | 2.1 |  | Cawayan plant | 20 | 150 | unknown type | operating |  |  | Energy Development CORP (EDC) |  | Energy Development CORP (EDC) |  |  | 13.0348 | 123.9369 | exact | Sorsogon City |  |  | Sorsogon | South-eastern Asia | Asia | L700006 | G700407 |  |  | https://gem.wiki/Bac-Man_geothermal_power_plant
2023-05-16 | Philippines | Bac-Man geothermal power plant | 2.2 |  | Botong plant | 20 | 150 | unknown type | operating | 2021 |  | Energy Development CORP (EDC) |  | Energy Development CORP (EDC) |  |  | 13.0547 | 123.9663 | exact | Sorsogon City |  |  | Sorsogon | South-eastern Asia | Asia | L700006 | G700408 |  |  | https://gem.wiki/Bac-Man_geothermal_power_plant
2023-05-16 | Philippines | Mahanagdong geothermal facility | Future units |  |  | 28 | 180 | binary cycle | announced |  |  | Energy Development CORP (EDC) |  | Energy Development CORP (EDC) |  |  | 11.1309 | 124.6695 | approximate |  |  |  | Leyte | South-eastern Asia | Asia | L700092 | G700412 |  |  | https://gem.wiki/Mahanagdong_geothermal_facility
2023-05-18 | Philippines | Maibarara geothermal power plant | 1 |  |  | 20 | 60 | unknown type | operating | 2014 |  | PetroGreen Energy CORP (PGEC) |  | PetroGreen Energy CORP (PGEC) |  |  | 14.1382 | 121.1655 | exact | Calamba |  |  | Laguna | South-eastern Asia | Asia | L700093 | G700413 |  |  | https://gem.wiki/Maibarara_geothermal_power_plant
2023-05-18 | Philippines | Maibarara geothermal power plant | 2 |  |  | 12 | 60 | unknown type | operating | 2018 |  | PetroGreen Energy CORP (PGEC) |  | PetroGreen Energy CORP (PGEC) |  |  | 14.1382 | 121.1655 | exact | Calamba |  |  | Laguna | South-eastern Asia | Asia | L700093 | G700414 |  |  | https://gem.wiki/Maibarara_geothermal_power_plant
2023-05-16 | Philippines | Maibarara geothermal power plant | 3 |  |  | 20 | 60 | unknown type | announced | 2025 |  | PetroGreen Energy CORP (PGEC) |  | PetroGreen Energy CORP (PGEC) |  |  | 14.1382 | 121.1655 | exact | Calamba |  |  | Laguna | South-eastern Asia | Asia | L700093 | G700153 |  |  | https://gem.wiki/Maibarara_geothermal_power_plant
2023-05-16 | Philippines | Mindanao geothermal power plant | Expansion |  |  | 4 | 107 | binary cycle | operating | 2022 | [6 empty] | 7.0127 | 125.2198 | exact | Kidapawan |  |  | North Cotabato | South-eastern Asia | Asia | L700106 | G700415 |  |  | https://gem.wiki/Mindanao_geothermal_power_plant
2023-05-10 | Philippines | Palayan Bayan geothermal power plant |  |  |  | 29 |  | binary cycle | construction | 2023 |  | Energy Development CORP (EDC) |  | Energy Development CORP (EDC) |  |  | 14.6550 | 120.3442 | approximate |  |  |  | Bicol | South-eastern Asia | Asia | L700231 | G700418 |  |  | https://gem.wiki/Palayan_Bayan_geothermal_power_plant
2023-05-10 | Philippines | Tanawon geothermal power plant |  |  | Bacman 3 | 20 |  | flash steam - unknown | pre-construction | 2023 | [6 empty] | 13.0547 | 123.9678 | approximate |  |  |  | Sorsogon | South-eastern Asia | Asia | L700169 | G700278 |  |  | https://gem.wiki/Tanawon_geothermal_power_plant
2023-05-10 | Philippines | Tiwi Binary geothermal power plant |  |  |  | 17 |  | binary cycle | construction | 2023 | [6 empty] | 13.4597 | 123.6393 | exact |  |  | Tiwi | Albay | South-eastern Asia | Asia | L700235 | G700422 |  |  | https://gem.wiki/Tiwi_Binary_geothermal_power_plant
2023-05-18 | Portugal | Pico Vermelho geothermal power plant | A |  |  | 10 |  | binary cycle | operating |  |  | EDA Renováveis SA |  | EDA Renováveis SA |  |  | 37.8021 | -25.5059 | exact | Ribeira Grande (Conceição) |  |  | São Miguel Island | Southern Europe | Europe | L700236 | G700423 |  |  | https://gem.wiki/Pico_Vermelho_geothermal_power_plant
2023-05-18 | Portugal | Pico Vermelho geothermal power plant | B |  |  | 10 |  | binary cycle | pre-construction | 2025 |  | EDA Renováveis SA |  | EDA Renováveis SA |  |  | 37.8021 | -25.5059 | exact | Ribeira Grande (Conceição) |  |  | São Miguel Island | Southern Europe | Europe | L700236 | G700424 |  |  | https://gem.wiki/Pico_Vermelho_geothermal_power_plant
2023-07-10 | Portugal | Ribeira Grande geothermal power plant | A |  |  | 5 | 13 | binary cycle | operating | 1994 |  | EDA Renováveis SA |  |  |  |  | 37.7833 | -25.5006 | exact | Ribeira Grande (Conceição) |  |  | São Miguel Island | Southern Europe | Europe | L700296 | G700558 |  |  | https://gem.wiki/Ribeira_Grande_geothermal_power_plant
2023-07-10 | Portugal | Ribeira Grande geothermal power plant | B |  |  | 9 | 13 | binary cycle | operating | 1998 |  | EDA Renováveis SA |  |  |  |  | 37.7833 | -25.5006 | exact | Ribeira Grande (Conceição) |  |  | São Miguel Island | Southern Europe | Europe | L700296 | G700559 |  |  | https://gem.wiki/Ribeira_Grande_geothermal_power_plant
2023-05-10 | Saint Kitts and Nevis | Nevis geothermal power plant | 1 |  |  | 10 |  | unknown type | pre-construction |  |  |  |  | Nevis Electric Company Limited (NEVLEC); Nevis Island Administration (NIA) |  |  | 17.1421 | -62.6062 | exact | Charlestown | Hamilton Estate |  |  | Latin America and the Caribbean | Americas | L700237 | G700425 |  |  | https://gem.wiki/Nevis_geothermal_power_plant
2023-05-18 | Slovakia | Presov geothermal power plant |  |  |  | 6 |  | unknown type | pre-construction | 2028 |  | PW Energy |  |  |  |  | 49.0023 | 21.3189 | approximate |  |  | Ľubotice |  | Eastern Europe | Europe | L700238 | G700427 |  |  | https://gem.wiki/Presov_geothermal_power_plant
2023-05-18 | Slovakia | Ziar geothermal power plant |  |  |  | 20 |  | unknown type | pre-construction | 2026 |  | PW Energy |  |  |  |  | 48.5711 | 18.8448 | approximate |  |  | Žiar nad Hronom |  | Eastern Europe | Europe | L700239 | G700428 |  |  | https://gem.wiki/Ziar_geothermal_power_plant
2023-05-04 | Türkiye | Alaşehir 2 geothermal power plant |  |  |  | 19 | 19 | unknown type | pre-construction |  |  |  |  | Zorlu Enerji |  |  | 38.4002 | 28.4311 | approximate |  |  | Alaşehir | Manisa | Western Asia | Asia | L700241 | G700431 |  |  | https://gem.wiki/Alaşehir_2_geothermal_power_plant
2023-05-04 | Türkiye | Alkan 2 geothermal power plant |  |  |  | 10 |  | unknown type | announced |  |  |  |  | Zorlu Enerji |  |  | 38.3504 | 28.5206 | approximate |  |  | Alaşehir | Manisa | Western Asia | Asia | L700243 | G700433 |  |  | https://gem.wiki/Alkan_2_geothermal_power_plant
2023-05-18 | Türkiye | Celikler Sultanhisar 2 geothermal power plant |  |  |  | 23 | 23 | binary cycle | operating | 2018 |  |  |  | Celikler Holding |  |  | 37.8962 | 28.1731 | exact |  | Sultanhisar |  | Aydın | Western Asia | Asia | L700244 | G700434 |  |  | https://gem.wiki/Celikler_Sultanhisar_2_geothermal_power_plant
2023-05-18 | Türkiye | Efeler geothermal power plant | 2 |  |  | 22 | 260 | binary cycle | operating | 2014 |  | Mogan Enerji Yatirim Holding |  | Mogan Enerji Yatirim Holding |  |  | 37.8596 | 27.6132 | exact |  |  |  | Aydin | Western Asia | Asia | L700046 | G700435 | WRI: Wri1018954 |  | https://gem.wiki/Efeler_geothermal_power_plant
2023-05-18 | Türkiye | Efeler geothermal power plant | 3 |  |  | 22 | 260 | binary cycle | operating | 2014 |  | Mogan Enerji Yatirim Holding |  | Mogan Enerji Yatirim Holding |  |  | 37.8678 | 27.6454 | exact |  |  |  | Aydin | Western Asia | Asia | L700046 | G700436 | WRI: Wri1018954 |  | https://gem.wiki/Efeler_geothermal_power_plant
2023-05-18 | Türkiye | Efeler geothermal power plant | 4 |  |  | 22 | 260 | binary cycle | operating | 2014 |  | Mogan Enerji Yatirim Holding |  | Mogan Enerji Yatirim Holding |  |  | 37.8668 | 27.6429 | exact |  |  |  | Aydin | Western Asia | Asia | L700046 | G700437 | WRI: Wri1018954 |  | https://gem.wiki/Efeler_geothermal_power_plant
2023-05-18 | Türkiye | Efeler geothermal power plant | 6 |  |  | 23 | 260 | binary cycle | operating | 2017 |  | Mogan Enerji Yatirim Holding |  | Mogan Enerji Yatirim Holding |  |  | 37.8831 | 27.6336 | exact |  |  |  | Aydin | Western Asia | Asia | L700046 | G700438 | WRI: Wri1018954 |  | https://gem.wiki/Efeler_geothermal_power_plant
2023-05-18 | Türkiye | Efeler geothermal power plant | 7 |  |  | 25 | 260 | binary cycle | operating | 2018 |  | Mogan Enerji Yatirim Holding |  | Mogan Enerji Yatirim Holding |  |  | 37.8598 | 27.6153 | exact |  |  |  | Aydin | Western Asia | Asia | L700046 | G700439 | WRI: Wri1018954 |  | https://gem.wiki/Efeler_geothermal_power_plant
2023-05-04 | Türkiye | Greeneco Sarayköy geothermal plant | 1.1 |  |  | 13 | 102 | unknown type | operating | 2016 |  |  |  | Greeneco Enerji Elektrik Üretim AS |  |  | 37.9346 | 28.7969 | exact |  | Sarayköy |  |  | Western Asia | Asia | L700057 | G700441 |  |  | https://gem.wiki/Greeneco_Sarayköy_geothermal_plant
2023-05-04 | Türkiye | Greeneco Sarayköy geothermal plant | 1.2 |  |  | 13 | 102 | unknown type | operating | 2016 |  |  |  | Greeneco Enerji Elektrik Üretim AS |  |  | 37.9346 | 28.7969 | exact |  | Sarayköy |  |  | Western Asia | Asia | L700057 | G700442 |  |  | https://gem.wiki/Greeneco_Sarayköy_geothermal_plant
2023-05-04 | Türkiye | Greeneco Sarayköy geothermal plant | 1.3 |  |  | 13 | 102 | unknown type | operating | 2016 |  |  |  | Greeneco Enerji Elektrik Üretim AS |  |  | 37.9346 | 28.7969 | exact |  | Sarayköy |  |  | Western Asia | Asia | L700057 | G700443 |  |  | https://gem.wiki/Greeneco_Sarayköy_geothermal_plant
2023-05-04 | Türkiye | Greeneco Sarayköy geothermal plant | 2.1 |  |  | 13 | 102 | unknown type | operating |  |  |  |  | Greeneco Enerji Elektrik Üretim AS |  |  | 37.9346 | 28.7969 | exact |  | Sarayköy |  |  | Western Asia | Asia | L700057 | G700444 |  |  | https://gem.wiki/Greeneco_Sarayköy_geothermal_plant
2023-05-04 | Türkiye | Greeneco Sarayköy geothermal plant | 2.2 |  |  | 13 | 102 | unknown type | operating |  |  |  |  | Greeneco Enerji Elektrik Üretim AS |  |  | 37.9346 | 28.7969 | exact |  | Sarayköy |  |  | Western Asia | Asia | L700057 | G700445 |  |  | https://gem.wiki/Greeneco_Sarayköy_geothermal_plant
2023-05-04 | Türkiye | Greeneco Sarayköy geothermal plant | 2.3 |  |  | 23 | 102 | unknown type | operating |  |  |  |  | Greeneco Enerji Elektrik Üretim AS |  |  | 37.9346 | 28.7969 | exact |  | Sarayköy |  |  | Western Asia | Asia | L700057 | G700446 |  |  | https://gem.wiki/Greeneco_Sarayköy_geothermal_plant
2023-05-04 | Türkiye | Greeneco Sarayköy geothermal plant | 3 |  |  | 26 | 102 | unknown type | operating | 2020 |  |  |  | Greeneco Enerji Elektrik Üretim AS |  |  | 37.9346 | 28.7969 | exact |  | Sarayköy |  |  | Western Asia | Asia | L700057 | G700447 |  |  | https://gem.wiki/Greeneco_Sarayköy_geothermal_plant
2023-05-04 | Türkiye | Kızıldere-1 geothermal power plant | Rehabilitation |  |  | 15 | 15 | flash steam - single | operating | 2013 |  |  |  | Zorlu Enerji |  |  | 37.9499 | 28.8354 | exact |  | Sarayköy |  |  | Western Asia | Asia | L700246 | G700448 |  |  | https://gem.wiki/Kızıldere-1_geothermal_power_plant
2023-05-04 | Türkiye | Nemrut geothermal power plant |  |  |  | 25 | 25 | unknown type | announced |  |  |  |  | Zorlu Enerji |  |  | 37.7651 | 38.2696 | approximate |  |  | Merkez | Adıyaman | Western Asia | Asia | L700247 | G700449 |  |  | https://gem.wiki/Nemrut_geothermal_power_plant
2023-05-18 | Türkiye | PamukÖren geothermal power plant | 1 |  |  | 22 | 176 | binary cycle | operating | 2013 |  |  |  | Celikler Holding |  |  | 37.9167 | 28.5305 | exact |  |  | Kuyucak | Aydın | Western Asia | Asia | L700137 | G700450 | WRI: Wri1018951 |  | https://gem.wiki/PamukÖren_geothermal_power_plant
2023-05-18 | Türkiye | PamukÖren geothermal power plant | 2 |  |  | 22 | 176 | binary cycle | operating | 2013 |  |  |  | Celikler Holding |  |  | 37.9167 | 28.5305 | exact |  |  | Kuyucak | Aydın | Western Asia | Asia | L700137 | G700451 | WRI: Wri1018952 |  | https://gem.wiki/PamukÖren_geothermal_power_plant
2023-05-18 | Türkiye | PamukÖren geothermal power plant | 3 |  |  | 22 | 176 | binary cycle | operating | 2013 |  |  |  | Celikler Holding |  |  | 37.9167 | 28.5305 | exact |  |  | Kuyucak | Aydın | Western Asia | Asia | L700137 | G700452 | WRI: Wri1018953 |  | https://gem.wiki/PamukÖren_geothermal_power_plant
2023-05-18 | Türkiye | PamukÖren geothermal power plant | 4 |  |  | 22 | 176 | binary cycle | operating | 2018 |  |  |  | Celikler Holding |  |  | 37.9167 | 28.5305 | exact |  |  | Kuyucak | Aydın | Western Asia | Asia | L700137 | G700453 | WRI: Wri1018954 |  | https://gem.wiki/PamukÖren_geothermal_power_plant
2023-05-18 | Türkiye | PamukÖren geothermal power plant | 5 |  |  | 22 | 176 | binary cycle | operating | 2020 |  |  |  | Celikler Holding |  |  | 37.9167 | 28.5305 | exact |  |  | Kuyucak | Aydın | Western Asia | Asia | L700137 | G700454 | WRI: Wri1018955 |  | https://gem.wiki/PamukÖren_geothermal_power_plant
2023-05-04 | Türkiye | Simav geothermal power plant |  |  |  | 25 | 25 | unknown type | announced |  |  |  |  | Zorlu Enerji |  |  | 39.4224 | 29.9889 | approximate |  |  |  | Kütahya | Western Asia | Asia | L700248 | G700455 |  |  | https://gem.wiki/Simav_geothermal_power_plant
2023-05-04 | Türkiye | Türkerler 1 geothermal power plant |  |  |  | 24 | 24 | unknown type | operating |  |  |  |  | Turkeler Energy |  |  | 38.3732 | 28.5322 | approximate |  |  |  | Manisa | Western Asia | Asia | L700250 | G700457 |  |  | https://gem.wiki/Türkerler_1_geothermal_power_plant
2023-05-04 | Türkiye | Türkerler 2 geothermal power plant |  |  |  | 24 | 24 | unknown type | operating |  |  |  |  | Turkeler Energy |  |  | 38.3732 | 28.5322 | approximate |  |  |  | Manisa | Western Asia | Asia | L700251 | G700458 |  |  | https://gem.wiki/Türkerler_2_geothermal_power_plant
2023-05-10 | United Kingdom | United Downs geothermal power plant |  |  |  | 25 |  | unknown type | announced | 2024 | [6 empty] | 50.2291 | -5.1660 | exact |  | Cornwall |  | England | Northern Europe | Europe | L700252 | G700461 |  |  | https://gem.wiki/United_Downs_geothermal_power_plant
2023-05-11 | United States | Aidlin geothermal power plant | 1 |  |  | 12 |  | unknown type | operating | 1989 |  |  |  | Geysers Power Co LLC |  |  | 38.8339 | -122.8810 | exact |  | Sonoma County | CAL Fire Northern Region | California | Northern America | Americas | L700253 | G700462 | EIA: 52158 |  | https://gem.wiki/Aidlin_geothermal_power_plant
2023-05-11 | United States | Aidlin geothermal power plant | 2 |  |  | 12 |  | unknown type | operating | 1989 |  |  |  | Geysers Power Co LLC |  |  | 38.8339 | -122.8810 | exact |  | Sonoma County | CAL Fire Northern Region | California | Northern America | Americas | L700253 | G700463 | EIA: 52158 |  | https://gem.wiki/Aidlin_geothermal_power_plant
2023-05-11 | United States | Amedee Geothermal Venture 1 | IND |  |  | 2 |  | unknown type | operating | 1988 |  |  |  | Amedee Gethrm Venture I LP |  |  | 40.3008 | -120.1050 | exact |  | Lassen County | CAL Fire Northern Region | California | Northern America | Americas | L700254 | G700464 | EIA: 50964 |  | https://gem.wiki/Amedee_Geothermal_Venture_1
2023-05-11 | United States | Amedee Geothermal Venture 1 | SYN |  |  | 2 |  | unknown type | operating | 1988 |  |  |  | Amedee Gethrm Venture I LP |  |  | 40.3008 | -120.1050 | exact |  | Lassen County | CAL Fire Northern Region | California | Northern America | Americas | L700254 | G700465 | EIA: 50964 |  | https://gem.wiki/Amedee_Geothermal_Venture_1
2023-05-11 | United States | Beowawe geothermal power plant | GEN1 |  |  | 17 |  | unknown type | operating | 1985 |  |  |  | Ormat Technology INC |  |  | 40.5547 | -116.6175 | exact |  | Lander County |  | Nevada | Northern America | Americas | L700255 | G700466 | EIA: 10287 |  | https://gem.wiki/Beowawe_geothermal_power_plant
2023-05-11 | United States | Beowawe geothermal power plant | GEN2 |  |  | 4 |  | binary cycle | operating | 2011 |  |  |  | Ormat Technology INC |  |  | 40.5547 | -116.6175 | exact |  | Lander County |  | Nevada | Northern America | Americas | L700255 | G700467 | EIA: 10287 |  | https://gem.wiki/Beowawe_geothermal_power_plant
2023-05-11 | United States | Blundell 2 geothermal plant | 2 |  |  | 14 |  | unknown type | operating | 2007 |  |  |  | PacifiCorp |  |  | 38.4889 | -112.8533 | exact |  | Beaver County |  | Utah | Northern America | Americas | L700256 | G700468 | EIA: 299 |  | https://gem.wiki/Blundell_2_geothermal_plant
2023-05-11 | United States | Brady geothermal power plant | OEC |  |  | 6 |  | flash steam - double | operating | 2002 |  |  |  | Ormat Technology INC |  |  | 39.7960 | -119.0101 | exact |  | Churchill County |  | Nevada | Northern America | Americas | L700257 | G700469 | EIA: 55991 |  | https://gem.wiki/Brady_geothermal_power_plant
2023-05-11 | United States | Brady geothermal power plant | OEC1 |  |  | 15 |  | flash steam - double | operating | 2018 |  |  |  | Ormat Technology INC |  |  | 39.7960 | -119.0101 | exact |  | Churchill County |  | Nevada | Northern America | Americas | L700257 | G700470 | EIA: 55991 |  | https://gem.wiki/Brady_geothermal_power_plant
2023-05-11 | United States | CE Turbo geothermal power plant | TG21 |  |  | 12 |  | unknown type | operating | 2000 |  |  |  | CalEnergy Operating CORP |  |  | 33.1669 | -115.5114 | exact | Calipatria | Imperial County |  | California | Northern America | Americas | L700259 | G700472 | EIA: 55984 |  | https://gem.wiki/CE_Turbo_geothermal_power_plant
2023-05-11 | United States | D-J Basin geothermal power plant | 1 |  |  | 5 |  | unknown type | pre-construction |  |  | Geothermal Technologies INC |  |  |  |  | 40.5953 | -104.6008 | approximate |  | Weld County |  | Colorado | Northern America | Americas | L700261 | G700474 |  |  | https://gem.wiki/D-J_Basin_geothermal_power_plant
2023-05-11 | United States | Desert Peak geothermal power plant | GEN2 |  |  | 15 |  | binary cycle | operating | 2006 |  |  |  | Ormat Technology INC |  |  | 39.7540 | -118.9535 | exact |  | Churchill County |  | Nevada | Northern America | Americas | L700262 | G700476 | EIA: 10018 |  | https://gem.wiki/Desert_Peak_geothermal_power_plant
2023-05-11 | United States | Desert Peak geothermal power plant | OEC2 |  |  | 11 |  | binary cycle | operating | 2006 |  |  |  | Ormat Technology INC |  |  | 39.7540 | -118.9535 | exact |  | Churchill County |  | Nevada | Northern America | Americas | L700262 | G700477 | EIA: 10018 |  | https://gem.wiki/Desert_Peak_geothermal_power_plant
2023-05-15 | United States | Dixie Meadows 1 Geothermal Development Project |  |  |  | 12 |  | binary cycle | pre-construction |  |  |  |  | Ormat Technology INC |  |  | 39.7905 | -118.0812 | exact |  | Churchill County |  | Nevada | Northern America | Americas | L700041 | G700065 |  |  | https://gem.wiki/Dixie_Meadows_1_Geothermal_Development_Project
2023-05-11 | United States | Don A Campbell 1 geothermal power plant | 1 |  |  | 22 |  | binary cycle | operating | 2014 |  | ORNI 47 LLC |  |  |  |  | 38.8367 | -118.3239 | exact |  | Mineral County |  | Nevada | Northern America | Americas | L700263 | G700478 | EIA: 58533 |  | https://gem.wiki/Don_A_Campbell_1_geothermal_power_plant
2023-05-11 | United States | Don A Campbell 2 geothermal power plant | DAC2G |  |  | 25 |  | binary cycle | operating | 2015 |  | ORNI 37 LLC |  |  |  |  | 38.8358 | -118.3253 | exact |  | Mineral County |  | Nevada | Northern America | Americas | L700264 | G700479 | EIA: 60419 |  | https://gem.wiki/Don_A_Campbell_2_geothermal_power_plant
2023-05-11 | United States | Enel Cove Fort geothermal power plant | 1 |  |  | 12 |  | binary cycle | operating | 2013 |  |  |  | Enel Green Power |  |  | 38.5603 | -112.5811 | exact |  | Beaver County |  | Utah | Northern America | Americas | L700265 | G700480 | EIA: 58570 |  | https://gem.wiki/Enel_Cove_Fort_geothermal_power_plant
2023-05-11 | United States | Enel Cove Fort geothermal power plant | 2 |  |  | 12 |  | binary cycle | operating | 2013 |  |  |  | Enel Green Power |  |  | 38.5603 | -112.5811 | exact |  | Beaver County |  | Utah | Northern America | Americas | L700265 | G700481 | EIA: 58570 |  | https://gem.wiki/Enel_Cove_Fort_geothermal_power_plant
2023-05-11 | United States | Enel Salt Wells geothermal power plant | 101 |  |  | 12 |  | binary cycle | operating | 2009 |  |  |  | Enel Green Power |  |  | 39.2944 | -118.5725 | exact |  | Churchill County |  | Nevada | Northern America | Americas | L700266 | G700482 | EIA: 57213 |  | https://gem.wiki/Enel_Salt_Wells_geothermal_power_plant
2023-05-11 | United States | Enel Salt Wells geothermal power plant | 201 |  |  | 12 |  | binary cycle | operating | 2009 |  |  |  | Enel Green Power |  |  | 39.2944 | -118.5725 | exact |  | Churchill County |  | Nevada | Northern America | Americas | L700266 | G700483 | EIA: 57213 |  | https://gem.wiki/Enel_Salt_Wells_geothermal_power_plant
2023-05-11 | United States | Fervo (Google) geothermal power plant |  |  |  | 5 |  | unknown type | announced |  |  |  |  | Google |  |  | 36.0561 | -115.0091 | approximate |  | Clark County |  | Nevada | Northern America | Americas | L700267 | G700484 |  |  | https://gem.wiki/Fervo_(Google)_geothermal_power_plant
2023-06-23 | United States | Fish Lake geothermal power plant | 1 |  |  | 5 | 20 | unknown type | pre-construction | 2024 | [6 empty] | 37.8609 | -118.0341 | approximate |  | Esmerelda County |  | Nevada | Northern America | Americas | L700268 | G700485 | EIA: 66618 |  | https://gem.wiki/Fish_Lake_geothermal_power_plant
2023-06-23 | United States | Fish Lake geothermal power plant | 2 |  |  | 5 | 20 | unknown type | pre-construction | 2024 | [6 empty] | 37.8609 | -118.0341 | approximate |  | Esmerelda County |  | Nevada | Northern America | Americas | L700268 | G700486 | EIA: 66618 |  | https://gem.wiki/Fish_Lake_geothermal_power_plant
2023-06-23 | United States | Fish Lake geothermal power plant | 3 |  |  | 5 | 20 | unknown type | pre-construction | 2024 | [6 empty] | 37.8609 | -118.0341 | approximate |  | Esmerelda County |  | Nevada | Northern America | Americas | L700268 | G700487 | EIA: 66618 |  | https://gem.wiki/Fish_Lake_geothermal_power_plant
2023-06-23 | United States | Fish Lake geothermal power plant | 4 |  |  | 5 | 20 | unknown type | pre-construction | 2024 | [6 empty] | 37.8609 | -118.0341 | approximate |  | Esmerelda County |  | Nevada | Northern America | Americas | L700268 | G700488 | EIA: 66618 |  | https://gem.wiki/Fish_Lake_geothermal_power_plant
2023-05-11 | United States | Galena 2 geothermal power plant | 1 |  |  | 14 |  | binary cycle | operating | 2007 |  |  |  | Ormat Technology INC |  |  | 39.3732 | -119.7645 | exact |  | Washoe County |  | Nevada | Northern America | Americas | L700269 | G700489 | EIA: 56540 |  | https://gem.wiki/Galena_2_geothermal_power_plant
2023-05-11 | United States | Galena 3 geothermal power plant | 1 |  |  | 15 |  | binary cycle | operating | 2008 |  |  |  | Ormat Technology INC |  |  | 39.3887 | -119.7489 | exact |  | Washoe County |  | Nevada | Northern America | Americas | L700270 | G700490 | EIA: 56541 |  | https://gem.wiki/Galena_3_geothermal_power_plant
2023-05-11 | United States | Galena 3 geothermal power plant | 2 |  |  | 15 |  | binary cycle | operating | 2008 |  |  |  | Ormat Technology INC |  |  | 39.3887 | -119.7489 | exact |  | Washoe County |  | Nevada | Northern America | Americas | L700270 | G700491 | EIA: 56541 |  | https://gem.wiki/Galena_3_geothermal_power_plant
2023-05-11 | United States | GeoZone (Chevron New Energies) geothermal power plant |  |  |  | 20 |  | unknown type | announced |  |  |  |  | Chevron New Energies |  |  | 38.2877 | -122.4595 | approximate |  | Sonoma County |  | California | Northern America | Americas | L700271 | G700492 |  |  | https://gem.wiki/GeoZone_(Chevron_New_Energies)_geothermal_power_plant
2023-05-11 | United States | GeoZone (Cyrq Energy) geothermal power plant |  |  |  | 20 |  | unknown type | announced |  |  |  |  | Cyrq Energy |  |  | 38.2877 | -122.4595 | approximate |  | Sonoma County |  | California | Northern America | Americas | L700272 | G700493 |  |  | https://gem.wiki/GeoZone_(Cyrq_Energy)_geothermal_power_plant
2023-05-11 | United States | GeoZone (Eavor) geothermal power plant |  |  |  | 20 |  | unknown type | announced |  |  |  |  | Eavor Technologies INC |  |  | 38.2877 | -122.4595 | approximate |  | Sonoma County |  | California | Northern America | Americas | L700273 | G700494 |  |  | https://gem.wiki/GeoZone_(Eavor)_geothermal_power_plant
2023-05-11 | United States | Jersey Valley geothermal power plant | 1 |  |  | 16 |  | binary cycle | operating | 2010 |  |  |  | Ormat Technology INC |  |  | 40.1808 | -117.4739 | exact |  | Pershing County |  | Nevada | Northern America | Americas | L700274 | G700499 | EIA: 57376 |  | https://gem.wiki/Jersey_Valley_geothermal_power_plant
2023-05-11 | United States | Jersey Valley geothermal power plant | 2 |  |  | 8 |  | binary cycle | operating | 2010 |  |  |  | Ormat Technology INC |  |  | 40.1808 | -117.4739 | exact |  | Pershing County |  | Nevada | Northern America | Americas | L700274 | G700500 | EIA: 57376 |  | https://gem.wiki/Jersey_Valley_geothermal_power_plant
2023-05-11 | United States | Lightning Dock geothermal power plant | 1 |  |  | 1 |  | binary cycle | operating | 2013 |  |  |  | Lightning Dock Geothermal HI-01 LLC |  |  | 32.1447 | -108.8383 | exact |  | Hidalgo County |  | New Mexico | Northern America | Americas | L700275 | G700501 | EIA: 58629 |  | https://gem.wiki/Lightning_Dock_geothermal_power_plant
2023-05-11 | United States | Lightning Dock geothermal power plant | 2 |  |  | 1 |  | binary cycle | operating | 2013 |  |  |  | Lightning Dock Geothermal HI-01 LLC |  |  | 32.1447 | -108.8383 | exact |  | Hidalgo County |  | New Mexico | Northern America | Americas | L700275 | G700502 | EIA: 58629 |  | https://gem.wiki/Lightning_Dock_geothermal_power_plant
2023-05-11 | United States | Lightning Dock geothermal power plant | 3 |  |  | 1 |  | binary cycle | operating | 2013 |  |  |  | Lightning Dock Geothermal HI-01 LLC |  |  | 32.1447 | -108.8383 | exact |  | Hidalgo County |  | New Mexico | Northern America | Americas | L700275 | G700503 | EIA: 58629 |  | https://gem.wiki/Lightning_Dock_geothermal_power_plant
2023-05-11 | United States | Lightning Dock geothermal power plant | 4 |  |  | 1 |  | binary cycle | operating | 2013 |  |  |  | Lightning Dock Geothermal HI-01 LLC |  |  | 32.1447 | -108.8383 | exact |  | Hidalgo County |  | New Mexico | Northern America | Americas | L700275 | G700504 | EIA: 58629 |  | https://gem.wiki/Lightning_Dock_geothermal_power_plant
2023-05-11 | United States | Lightning Dock geothermal power plant | 5 |  |  | 15 |  | binary cycle | operating | 2018 |  |  |  | Lightning Dock Geothermal HI-01 LLC |  |  | 32.1447 | -108.8383 | exact |  | Hidalgo County |  | New Mexico | Northern America | Americas | L700275 | G700505 | EIA: 58629 |  | https://gem.wiki/Lightning_Dock_geothermal_power_plant
2023-05-11 | United States | Mammoth G1 geothermal power plant | GEN1 |  |  | 5 |  | binary cycle | operating | 1984 |  |  |  | Ormat Technology INC |  |  | 37.6451 | -118.9143 | exact |  | Mono County |  | California | Northern America | Americas | L700277 | G700507 | EIA: 10480 |  | https://gem.wiki/Mammoth_G1_geothermal_power_plant
2023-05-11 | United States | Mammoth G1 geothermal power plant | GEN2 |  |  | 5 |  | binary cycle | operating | 1984 |  |  |  | Ormat Technology INC |  |  | 37.6451 | -118.9143 | exact |  | Mono County |  | California | Northern America | Americas | L700277 | G700508 | EIA: 10480 |  | https://gem.wiki/Mammoth_G1_geothermal_power_plant
2023-05-11 | United States | Mammoth G2 geothermal power plant | 1 |  |  | 5 |  | binary cycle | operating | 1990 |  |  |  | Ormat Technology INC |  |  | 37.6464 | -118.9092 | exact |  | Mono County |  | California | Northern America | Americas | L700278 | G700509 | EIA: 10481 |  | https://gem.wiki/Mammoth_G2_geothermal_power_plant
2023-05-11 | United States | Mammoth G2 geothermal power plant | 2 |  |  | 5 |  | binary cycle | operating | 1990 |  |  |  | Ormat Technology INC |  |  | 37.6464 | -118.9092 | exact |  | Mono County |  | California | Northern America | Americas | L700278 | G700510 | EIA: 10481 |  | https://gem.wiki/Mammoth_G2_geothermal_power_plant
2023-05-11 | United States | Mammoth G2 geothermal power plant | 3 |  |  | 5 |  | binary cycle | operating | 1990 |  |  |  | Ormat Technology INC |  |  | 37.6464 | -118.9092 | exact |  | Mono County |  | California | Northern America | Americas | L700278 | G700511 | EIA: 10481 |  | https://gem.wiki/Mammoth_G2_geothermal_power_plant
2023-05-11 | United States | Mammoth G3 geothermal power plant | T101 |  |  | 5 |  | binary cycle | operating | 1990 |  |  |  | Ormat Technology INC |  |  | 37.6455 | -118.9096 | exact |  | Mono County |  | California | Northern America | Americas | L700279 | G700512 | EIA: 10479 |  | https://gem.wiki/Mammoth_G3_geothermal_power_plant
2023-05-11 | United States | Mammoth G3 geothermal power plant | T102 |  |  | 5 |  | binary cycle | operating | 1990 |  |  |  | Ormat Technology INC |  |  | 37.6455 | -118.9096 | exact |  | Mono County |  | California | Northern America | Americas | L700279 | G700513 | EIA: 10479 |  | https://gem.wiki/Mammoth_G3_geothermal_power_plant
2023-05-11 | United States | Mammoth G3 geothermal power plant | T103 |  |  | 5 |  | binary cycle | operating | 1990 |  |  |  | Ormat Technology INC |  |  | 37.6455 | -118.9096 | exact |  | Mono County |  | California | Northern America | Americas | L700279 | G700514 | EIA: 10479 |  | https://gem.wiki/Mammoth_G3_geothermal_power_plant
2023-05-11 | United States | Neal Hot Springs geothermal power plant | 1 |  |  | 11 |  | binary cycle | operating | 2012 |  |  |  | US Geothermal INC |  |  | 44.0231 | -117.4681 | exact |  | Malheur County |  | Oregon | Northern America | Americas | L700280 | G700517 | EIA: 58022 |  | https://gem.wiki/Neal_Hot_Springs_geothermal_power_plant
2023-05-11 | United States | Neal Hot Springs geothermal power plant | 2 |  |  | 11 |  | binary cycle | operating | 2012 |  |  |  | US Geothermal INC |  |  | 44.0231 | -117.4681 | exact |  | Malheur County |  | Oregon | Northern America | Americas | L700280 | G700518 | EIA: 58022 |  | https://gem.wiki/Neal_Hot_Springs_geothermal_power_plant
2023-05-11 | United States | Neal Hot Springs geothermal power plant | 3 |  |  | 11 |  | binary cycle | operating | 2012 |  |  |  | US Geothermal INC |  |  | 44.0231 | -117.4681 | exact |  | Malheur County |  | Oregon | Northern America | Americas | L700280 | G700519 | EIA: 58022 |  | https://gem.wiki/Neal_Hot_Springs_geothermal_power_plant
2023-05-11 | United States | Nevada EGS (Eavor) geothermal power plant |  |  |  | 20 |  | EGS | announced | 2028 |  | NV Energy |  |  |  |  | 39.7012 | -118.9434 | approximate |  | Churchill County |  | Nevada | Northern America | Americas | L700281 | G700520 |  |  | https://gem.wiki/Nevada_EGS_(Eavor)_geothermal_power_plant
2023-05-11 | United States | North Valley geothermal plant |  |  |  | 25 |  | binary cycle | operating | 2023 |  |  |  | Ormat Technology INC |  |  | 40.3729 | -119.4625 | exact |  | Washoe County |  | Nevada | Northern America | Americas | L700124 | G700204 | EIA: 63491 |  | https://gem.wiki/North_Valley_geothermal_plant
2023-05-11 | United States | Puna geothermal power plant | 2 |  |  | 14 |  | unknown type | announced |  |  | Puna Geothermal Venture |  | Puna Geothermal Venture |  |  | 19.4767 | -154.8908 | exact |  | Hawaiʻi County |  | Hawaii | Northern America | Americas | L700283 | G700523 |  |  | https://gem.wiki/Puna_geothermal_power_plant
2023-05-11 | United States | Puna geothermal power plant | 1 expansion |  |  | 8 |  | binary cycle | announced |  |  | Puna Geothermal Venture |  | Puna Geothermal Venture |  |  | 19.4767 | -154.8908 | exact |  | Hawaiʻi County |  | Hawaii | Northern America | Americas | L700283 | G700524 |  |  | https://gem.wiki/Puna_geothermal_power_plant
2023-05-11 | United States | Raft River geothermal power plant | 1 |  |  | 18 |  | binary cycle | operating | 2008 |  |  |  | US Geothermal INC |  |  | 42.0994 | -113.3825 | exact |  | Cassia County |  | Idaho | Northern America | Americas | L700284 | G700525 | EIA: 56317 |  | https://gem.wiki/Raft_River_geothermal_power_plant
2023-05-11 | United States | Richard Burdette geothermal power plant | 1 |  |  | 15 |  | binary cycle | operating | 2005 |  |  |  | Ormat Technology INC |  |  | 39.3908 | -119.7546 | exact |  | Washoe County |  | Nevada | Northern America | Americas | L700285 | G700526 | EIA: 56321 |  | https://gem.wiki/Richard_Burdette_geothermal_power_plant
2023-05-11 | United States | Richard Burdette geothermal power plant | OEC2 |  |  | 15 |  | binary cycle | operating | 2005 |  |  |  | Ormat Technology INC |  |  | 39.3908 | -119.7546 | exact |  | Washoe County |  | Nevada | Northern America | Americas | L700285 | G700527 | EIA: 56321 |  | https://gem.wiki/Richard_Burdette_geothermal_power_plant
2023-05-11 | United States | Salton Sea geothermal plant | 1 |  | EE11 | 10 |  | unknown type | operating | 1982 |  |  |  | CalEnergy Operating CORP |  |  | 33.1580 | -115.6475 | exact |  | Imperial County |  | California | Northern America | Americas | L700153 | G700528 | EIA: 10878 |  | https://gem.wiki/Salton_Sea_geothermal_plant
2023-05-11 | United States | Salton Sea geothermal plant | 2.1 |  |  | 12 |  | unknown type | operating | 1990 |  |  |  | CalEnergy Operating CORP |  |  | 33.1589 | -115.6455 | exact |  | Imperial County |  | California | Northern America | Americas | L700153 | G700529 | EIA: 10879 |  | https://gem.wiki/Salton_Sea_geothermal_plant
2023-05-11 | United States | Salton Sea geothermal plant | 2.2 |  |  | 5 |  | unknown type | operating | 1990 |  |  |  | CalEnergy Operating CORP |  |  | 33.1589 | -115.6455 | exact |  | Imperial County |  | California | Northern America | Americas | L700153 | G700530 | EIA: 10879 |  | https://gem.wiki/Salton_Sea_geothermal_plant
2023-05-11 | United States | Salton Sea geothermal plant | 2.3 |  |  | 4 |  | unknown type | operating | 1990 |  |  |  | CalEnergy Operating CORP |  |  | 33.1589 | -115.6455 | exact |  | Imperial County |  | California | Northern America | Americas | L700153 | G700531 | EIA: 10879 |  | https://gem.wiki/Salton_Sea_geothermal_plant
2023-05-11 | United States | San Emidio geothermal power plant | SE-U1 |  |  | 12 |  | unknown type | operating | 2012 |  |  |  | USG Nevada LLC |  |  | 40.3806 | -119.3997 | exact |  | Washoe County |  | Nevada | Northern America | Americas | L700286 | G700532 | EIA: 57456 |  | https://gem.wiki/San_Emidio_geothermal_power_plant
2023-05-11 | United States | Second Imperial geothermal power plant | GEN13 |  |  | 16 |  | binary cycle | operating | 2006 |  |  |  | ORCAL Geothermal INC |  |  | 32.7144 | -115.5356 | exact |  | Imperial County |  | California | Northern America | Americas | L700063 | G700533 | EIA: 54111 |  | https://gem.wiki/Second_Imperial_geothermal_power_plant
2023-05-11 | United States | Second Imperial geothermal power plant | GEN14 |  |  | 16 |  | binary cycle | operating | 2008 |  |  |  | ORCAL Geothermal INC |  |  | 32.7144 | -115.5356 | exact |  | Imperial County |  | California | Northern America | Americas | L700063 | G700534 | EIA: 54111 |  | https://gem.wiki/Second_Imperial_geothermal_power_plant
2023-05-11 | United States | Second Imperial geothermal power plant | OEC1 |  |  | 26 |  | binary cycle | operating | 2022 |  |  |  | ORCAL Geothermal INC |  |  | 32.7144 | -115.5356 | exact |  | Imperial County |  | California | Northern America | Americas | L700063 | G700535 | EIA: 54111 |  | https://gem.wiki/Second_Imperial_geothermal_power_plant
2023-05-11 | United States | Second Imperial geothermal power plant | OEC2 |  |  | 16 |  | binary cycle | operating | 2022 |  |  |  | ORCAL Geothermal INC |  |  | 32.7144 | -115.5356 | exact |  | Imperial County |  | California | Northern America | Americas | L700063 | G700536 | EIA: 54111 |  | https://gem.wiki/Second_Imperial_geothermal_power_plant
2023-05-11 | United States | Soda Lake 3 geothermal power plant | SL3 |  |  | 26 |  | binary cycle | operating | 2019 |  |  |  | Amor 9 LLC |  |  | 39.5545 | -118.8501 | exact |  | Churchill County |  | Nevada | Northern America | Americas | L700287 | G700537 | EIA: 63365 |  | https://gem.wiki/Soda_Lake_3_geothermal_power_plant
2023-05-11 | United States | Star Peak geothermal power plant | 3500 |  |  | 4 |  | binary cycle | operating | 2022 | [6 empty] | 40.5321 | -118.2720 | exact |  | Pershing County |  | Nevada | Northern America | Americas | L700288 | G700538 | EIA: 65773 |  | https://gem.wiki/Star_Peak_geothermal_power_plant
2023-05-11 | United States | Star Peak geothermal power plant | 5200 |  |  | 5 |  | binary cycle | operating | 2022 | [6 empty] | 40.5321 | -118.2720 | exact |  | Pershing County |  | Nevada | Northern America | Americas | L700288 | G700539 | EIA: 65773 |  | https://gem.wiki/Star_Peak_geothermal_power_plant
2023-05-11 | United States | Star Peak geothermal power plant | 5100A |  |  | 5 |  | binary cycle | operating | 2022 | [6 empty] | 40.5321 | -118.2720 | exact |  | Pershing County |  | Nevada | Northern America | Americas | L700288 | G700540 | EIA: 65773 |  | https://gem.wiki/Star_Peak_geothermal_power_plant
2023-05-11 | United States | Star Peak geothermal power plant | 5100B |  |  | 5 |  | binary cycle | operating | 2022 | [6 empty] | 40.5321 | -118.2720 | exact |  | Pershing County |  | Nevada | Northern America | Americas | L700288 | G700541 | EIA: 65773 |  | https://gem.wiki/Star_Peak_geothermal_power_plant
2023-05-11 | United States | Star Peak geothermal power plant | STEAM |  |  | 3 |  | binary cycle | operating | 2022 | [6 empty] | 40.5321 | -118.2720 | exact |  | Pershing County |  | Nevada | Northern America | Americas | L700288 | G700542 | EIA: 65773 |  | https://gem.wiki/Star_Peak_geothermal_power_plant
2023-05-11 | United States | Steamboat 2 geothermal power plant | T201 |  |  | 9 |  | binary cycle | operating | 1992 |  |  |  | Steamboat Development CORP |  |  | 39.3956 | -119.7468 | exact |  | Washoe County |  | Nevada | Northern America | Americas | L700289 | G700543 | EIA: 54665 |  | https://gem.wiki/Steamboat_2_geothermal_power_plant
2023-05-11 | United States | Steamboat 2 geothermal power plant | T202 |  |  | 9 |  | binary cycle | operating | 1992 |  |  |  | Steamboat Development CORP |  |  | 39.3956 | -119.7468 | exact |  | Washoe County |  | Nevada | Northern America | Americas | L700289 | G700544 | EIA: 54665 |  | https://gem.wiki/Steamboat_2_geothermal_power_plant
2023-05-11 | United States | Steamboat 3 geothermal power plant | T301 |  |  | 9 |  | binary cycle | operating | 1992 |  |  |  | Steamboat Development CORP |  |  | 39.3944 | -119.7475 | exact |  | Washoe County |  | Nevada | Northern America | Americas | L700290 | G700545 | EIA: 54665 |  | https://gem.wiki/Steamboat_3_geothermal_power_plant
2023-05-11 | United States | Steamboat 3 geothermal power plant | T302 |  |  | 9 |  | binary cycle | operating | 1992 |  |  |  | Steamboat Development CORP |  |  | 39.3944 | -119.7475 | exact |  | Washoe County |  | Nevada | Northern America | Americas | L700290 | G700546 | EIA: 54665 |  | https://gem.wiki/Steamboat_3_geothermal_power_plant
2023-05-11 | United States | Steamboat Hills geothermal power plant | OEC51 |  |  | 26 |  | binary cycle | operating | 2020 |  |  |  | Ormat Technology INC |  |  | 39.3701 | -119.7669 | exact |  | Washoe County |  | Nevada | Northern America | Americas | L700291 | G700547 | EIA: 50654 |  | https://gem.wiki/Steamboat_Hills_geothermal_power_plant
2023-05-11 | United States | Steamboat Hills geothermal power plant | OEC52 |  |  | 6 |  | binary cycle | operating | 2020 |  |  |  | Ormat Technology INC |  |  | 39.3701 | -119.7669 | exact |  | Washoe County |  | Nevada | Northern America | Americas | L700291 | G700548 | EIA: 50654 |  | https://gem.wiki/Steamboat_Hills_geothermal_power_plant
2023-05-11 | United States | Terra-Gen Dixie Valley geothermal plant | GEN2 |  |  | 6 | 71 | binary cycle | operating | 2012 |  |  |  | Ormat Technology INC |  |  | 39.9663 | -117.8557 | exact |  | Churchill County |  | Nevada | Northern America | Americas | L700174 | G700549 | EIA: 52015 |  | https://gem.wiki/Terra-Gen_Dixie_Valley_geothermal_plant
2023-05-11 | United States | Thermo No 1 geothermal power plant | 2 |  |  | 14 |  | binary cycle | operating | 2013 |  |  |  | Thermo No 1 BE 01 LLC |  |  | 38.1607 | -113.1945 | exact |  | Beaver County |  | Utah | Northern America | Americas | L700292 | G700550 | EIA: 57353 |  | https://gem.wiki/Thermo_No_1_geothermal_power_plant
2023-05-11 | United States | Tungsten Mountain geothermal plant | 2 |  |  | 26 | 62 | binary cycle | operating | 2022 |  |  |  | Tungsten Mountain |  |  | 39.6670 | -117.6937 | exact |  | Churchill County |  | Nevada | Northern America | Americas | L700182 | G700551 | EIA: 60785 |  | https://gem.wiki/Tungsten_Mountain_geothermal_plant
2023-05-11 | United States | Tuscarora geothermal power plant | 1 |  |  | 16 |  | binary cycle | operating | 2012 |  |  |  | Ormat Technology INC |  |  | 41.4828 | -116.1511 | exact |  | Elko County |  | Nevada | Northern America | Americas | L700293 | G700552 | EIA: 57451 |  | https://gem.wiki/Tuscarora_geothermal_power_plant
2023-05-11 | United States | Tuscarora geothermal power plant | 2 |  |  | 16 |  | binary cycle | operating | 2012 |  |  |  | Ormat Technology INC |  |  | 41.4828 | -116.1511 | exact |  | Elko County |  | Nevada | Northern America | Americas | L700293 | G700553 | EIA: 57451 |  | https://gem.wiki/Tuscarora_geothermal_power_plant
2023-05-11 | United States | Vulcan-BN Geothermal plant | 2 |  |  | 10 | 40 | unknown type | operating | 1985 |  |  |  | CalEnergy Operating CORP |  |  | 33.1633 | -115.6167 | exact |  | Imperial County |  | California | Northern America | Americas | L700188 | G700554 | EIA: 50210 |  | https://gem.wiki/Vulcan-BN_Geothermal_plant
2023-05-11 | United States | Whitegrass 1 geothermal power plant | 1 |  |  | 2 |  | binary cycle | operating | 2018 |  |  |  | Open Mountain Energy LLC |  |  | 39.1633 | -119.1805 | exact |  | Lyon County |  | Nevada | Northern America | Americas | L700294 | G700555 | EIA: 63001 |  | https://gem.wiki/Whitegrass_1_geothermal_power_plant
2023-05-11 | United States | Whitegrass 1 geothermal power plant | 2 |  |  | 2 |  | binary cycle | operating | 2018 |  |  |  | Open Mountain Energy LLC |  |  | 39.1633 | -119.1805 | exact |  | Lyon County |  | Nevada | Northern America | Americas | L700294 | G700556 | EIA: 63001 |  | https://gem.wiki/Whitegrass_1_geothermal_power_plant
2023-05-15 | United States | Whitegrass 2 geothermal power plant |  |  |  | 6 |  | unknown type | announced | 2025 |  | Open Mountain Energy LLC |  |  |  |  | 39.1633 | -119.1805 | approximate |  | Lyon County |  | Nevada | Northern America | Americas | L700295 | G700557 |  |  | https://gem.wiki/Whitegrass_2_geothermal_power_plant